## Prima pagina
MB Distribution
Office: Strada Barbu Văcărescu, nr. 162 , Sector 2, Cod Poștal 020284, București
Depozit: Mogoșoaia, Șos. București – Târgoviște nr. 12A, corp C, TERRANOVA
Office: +4021 230 03 15 ¦ Service: +4021 230 53 84 ¦ Depozit: +4072 428 81 37 ¦ Fax: +4021 230 03 13
office@mbd.ro ¦ service@mbd.ro ¦ www.mbd.ro
Valabilitate ofertă: 28 octombrie - 3 noiembrie 2026
Condiții comerciale
» Preturile nu conțin TVA, moneda este conform celor specificate în listă, pentru valabilitatea prețurilor promoționale verificați coloana Promotii.
» Condiție de livrare: vă putem trimite echipamentele în condițiile speciale negociate de MBD pentru partenerii săi
» Produsele vor fi puse la dispoziția cumpărătorului sub condiția INCOTERMS 2021 EXW (Ex-Works), cumpărătorul este responsabil pentru plata transportului
și costul asigurării.
» MB Distribution, prin oferte speciale poate achita prețul transportului, ofertele speciale pot fi revocate sau modificate unilateral cu condiția informării în prealabil.
» MB Distribution s-a achitat de obligația de livrare a produselor atunci când acestea sunt puse la dispoziția cumpărătorului în depozitul MB Distribution sau dupa caz, a predat produsele în grija cărăușului/curierului sau în conditii speciale a transportat produsele cu mijloacele proprii la locația indicată de cumpărător.
» Tarife Transport / Condiții Transport valabile începând cu 1 septembrie 2025
» Livrările de proiecte în București și pe o rază de până la 100 Km, se vor face cu mașina MBD - fără costuri
» Livrările la sediul cumpărătorului, în orașul de reședință al acestuia, doar pentru mărfuri nepaletate, se face prin curieri - fără costuri de transport.
Cumpărătorul suportă costul asigurării, în funcție de opțiune.
» Livrările la clienții finali se vor taxa conform tarifelor de transport, la care se poate adăuga costul asigurării, în funcție de opțiune.
» Condițiile comerciale pot fi modificate, din motive obiective, la inițiativa unilaterală a distribuitorului, de aceea vă rugăm să urmăriți ofertele noastre periodice
» Livrările se fac în ordinea comenzilor; pentru stocurile anunțate ca limitate vă rugăm sunați pentru confirmare
Coordonate utile MB Distribution: Vânzări: vanzari@mbd.ro ¦ Marketing: marketing@mbd.ro ¦ Service: service@mbd.ro ¦ Contabilitate: contabilitate@mbd.ro ¦
Logistica: livrari@mbd.ro ¦ Juridic: juridic@mbd.ro
MB Distribution SRL ¦ Nr.Reg.Com.: J40/26946/1994 ¦ C.U.I.: 6646605 ¦ Capital social: 2.139.090 lei
Click aici

## Costuri transport
FIRMA DE TRANSPORT | DISTANTA | VALOARE MARFA /DIMENSIUNI | GREUTATE MARFA | COST TRANSPORT RON FARA TVA_PER EXEDIERE/COLE SAU PALET | OBSERVATII | << inapoi
FAN COURIER | Fara cost suplimentar in resedintele de judet , 0,95 RON /KM, in afara acestora | <2000 RON |  | 25 | CONSUMABILE, NOTEBOOK-URI V,
|  | COLETE | 30 KG | 32 | NOTEBOOK-URI , IMPRIMANTE EPSON CONSUMER, VIDEOPROEICTOARE CONSUMER, UPS MAC 2000va
|  |  | 30-50 KG | 55 | UPS PESTE 3000VA, VIDEOPROIECTOARE BUSINESS, SERVERE
|  |  | 51-100 KG | 130 | MARFA COMBINATA, DISPLAY INTERCATIV/BUCATA
DPD | max 400 KM- resedinte de judet, +60 ron in afara | NON EURO PALET H=100 cm | MAX 350 KG | 220 | PLOTERE, IMPRIMANTE WORKFORCE, PALETI CU DISPLAY INTERCTIV
| 400-800 KM- resedinte de judet, +60 ron in afara |  |  | 390 | MARFA COMBINATA. STORAGE
| max 400 KM- resedinte de judet, +60 ron in afara | NON EURO PALET H=180 cm-200 CM | MAX 750 KG-1000 KG | 220 | PALETI NOTEBOOK-URI, PALETI IMPRIMANTE CONSUMER, RACK-URI
| 400-800 KM- resedinte de judet, +60 ron in afara |  |  | 390

## Vertiv
Categorie | Subcategorie | Producator | PN | Denumire | Descriere | Pret Unitar cu Taxa Verde fara TVA | Pret Promo cu Taxa Verde fara TVA | Moneda | Valoare Taxa Verde fara TVA (RON) | Garantie (luni) | Observatii
UPS | Line interactive | Vertiv | PSA6E-600IT-IEC | Vertiv PowerUPS 200 Essential, 600VA/315W, 230V, Line Interactive, 4 IEC C13 | Vertiv PowerUPS 200 Essential, 600VA/315W, 230V, Line Interactive, 4 IEC C13 | 70.8 |  | EUR | 11 | 24
UPS | Line interactive | Vertiv | PSA6E-600IT-SCH | Vertiv PowerUPS 200 Essential, 600VA/315W, 230V, Line Interactive, 4 Schuko | Vertiv PowerUPS 200 Essential, 600VA/315W, 230V, Line Interactive, 4 Schuko | 74.1 |  | EUR | 11 | 24
UPS | Line interactive | Vertiv | PSA6E-1000IT-IEC | Vertiv PowerUPS 200 Essential, 1000VA/525W, 230V, Line Interactive, 6 IEC C13 | Vertiv PowerUPS 200 Essential, 1000VA/525W, 230V, Line Interactive, 6 IEC C13 | 81.4 |  | EUR | 11 | 24
UPS | Line interactive | Vertiv | PSA6E-1000IT-SCH | Vertiv PowerUPS 200 Essential, 1000VA/525W, 230V, Line Interactive, 4 Schuko | Vertiv PowerUPS 200 Essential, 1000VA/525W, 230V, Line Interactive, 4 Schuko | 83 |  | EUR | 11 | 24
UPS | Line interactive | Vertiv | PSA6E-1600IT-IEC | Vertiv PowerUPS 200 Essential, 1600VA/925W, 230V, Line Interactive, 6 IEC C13 | Vertiv PowerUPS 200 Essential, 1600VA/925W, 230V, Line Interactive, 6 IEC C13 | 127.8 |  | EUR | 40 | 24
UPS | Line interactive | Vertiv | PSA6E-1600IT-SCH | Vertiv PowerUPS 200 Essential, 1600VA/925W, 230V, Line Interactive, 5 Schuko | Vertiv PowerUPS 200 Essential, 1600VA/925W, 230V, Line Interactive, 5 Schuko | 129.5 | 89 | EUR | 40 | 24 | pret promo valabil in limita stocului
UPS | Line interactive | Vertiv | PSA6E-2200IT-IEC | Vertiv PowerUPS 200 Essential, 2200VA/1225W, 230V, Line Interactive, 6 IEC C13 | Vertiv PowerUPS 200 Essential, 2200VA/1225W, 230V, Line Interactive, 6 IEC C13 | 158.8 |  | EUR | 40 | 24
UPS | Line interactive | Vertiv | PSA6E-2200IT-SCH | Vertiv PowerUPS 200 Essential, 2200VA/1225W, 230V, Line Interactive, 5 Schuko | Vertiv PowerUPS 200 Essential, 2200VA/1225W, 230V, Line Interactive, 5 Schuko | 161.2 |  | EUR | 40 | 24
UPS | Line interactive | Vertiv | PSA6-1000IT-IEC | Vertiv PowerUPS 200, 1000VA/625W, 230V, Line Interactive, 6 IEC C13 | Vertiv PowerUPS 200, 1000VA/625W, 230V, Line Interactive, 6 IEC C13 | 184 |  | EUR | 11 | 24
UPS | Line interactive | Vertiv | PSA6-1000IT-SCH | Vertiv PowerUPS 200, 1000VA/625W, 230V, Line Interactive, 4 Schuko | Vertiv PowerUPS 200, 1000VA/625W, 230V, Line Interactive, 4 Schuko | 184.8 |  | EUR | 11 | 24
UPS | Line interactive | Vertiv | PSA6-1600IT-IEC | Vertiv PowerUPS 200, 1600VA/1000W, 230V, Line Interactive, 8 IEC C13 | Vertiv PowerUPS 200, 1600VA/1000W, 230V, Line Interactive, 8 IEC C13 | 292.3 |  | EUR | 40 | 24
UPS | Line interactive | Vertiv | PSA6-1600IT-SCH | Vertiv PowerUPS 200, 1600VA/1000W, 230V, Line Interactive, 6 Schuko | Vertiv PowerUPS 200, 1600VA/1000W, 230V, Line Interactive, 6 Schuko | 290.7 |  | EUR | 40 | 24
UPS | Line interactive | Vertiv | EDGE-750IMT | Vertiv EDGE 1ph UPS, 0.75 kVA, input IEC60320 C14 inlet, tower, output - 230V, output socket groups - (5)C13 | Vertiv EDGE UPS 750VA / 675W 230V Tower, input C14 inlet, output socket groups - (5)C13 | 259.7 |  | EUR | 40 | 36
UPS | Line interactive | Vertiv | EDGE-1000IMT | Vertiv EDGE 1ph UPS, 1.0 kVA, input IEC60320 C14 inlet, tower, output - 230V, output socket groups - (6)C13 | Vertiv EDGE UPS 1000VA / 900W 230V Tower, input C14 inlet, output socket groups - (6)C13 | 290.7 |  | EUR | 40 | 36
UPS | Line interactive | Vertiv | EDGE-1500IMT | Vertiv EDGE 1ph UPS, 1.5 kVA, input IEC60320 C14 inlet, tower, output - 230V, output socket groups - (6)C13 | Vertiv EDGE UPS 1500VA / 1350W 230V Tower, input C14 inlet, output socket groups - (6)C13 | 390 |  | EUR | 40 | 36
UPS | Line interactive | Vertiv | EDGE-500IRM1U | Vertiv EDGE 1ph UPS, 0.5 kVA, input IEC60320 C14 inlet, 1U, output - 230V, output socket groups - (6)C13 | Vertiv EDGE UPS UPS 500VA / 450W 230V 1U Rack, input C14 inlet, output socket groups - (6)C13 | 284.2 |  | EUR | 11 | 36
UPS | Line interactive | Vertiv | EDGE-1000IRM1U | Vertiv EDGE 1ph UPS, 1.0 kVA, input IEC60320 C14 inlet, 1U, output - 230V, output socket groups - (6)C13 | Vertiv EDGE UPS UPS 1000VA / 900W 230V 1U Rack, input C14 inlet, output socket groups - (6)C13 | 407.9 |  | EUR | 40 | 36
UPS | Line interactive | Vertiv | EDGE-1500IRM1U | Vertiv EDGE 1ph UPS, 1.5 kVA, input IEC60320 C14 inlet, 1U, output - 230V, output socket groups - (6)C13 | Vertiv EDGE UPS UPS 1500VA / 1350W 230V 1U Rack, input C14 inlet, output socket groups - (6)C13 | 578.9 |  | EUR | 40 | 36
UPS | Line interactive | Vertiv | EDGE-1500IRT2UXL | Vertiv EDGE 1ph UPS, 1.5 kVA, input IEC60320 C14 inlet, 2U, output - 230V, output socket groups - (6)C13 | Vertiv EDGE UPS UPS 1500VA / 1350W 230V 2U Rack/Tower, input C14 inlet, output socket groups - (6)C13 | 492.6 | 385 | EUR | 40 | 36 | pret promo valabil in limita stocului
UPS | Line interactive | Vertiv | EDGE-2200IRT2UXL | Vertiv EDGE 1ph UPS, 2.0 kVA, input IEC60320 C20 inlet, 2U, output - 230V, output socket groups - (6)C13 (1)C19 | Vertiv EDGE UPS UPS 2200VA / 1980W 230V 2U Rack/Tower, input C20 inlet, output socket groups - (6)C13 (1)C19 | 627.7 | 565 | EUR | 40 | 36 | pret promo valabil in limita stocului
UPS | Line interactive | Vertiv | EDGE-3000IRT2UXL | Vertiv EDGE 1ph UPS, 3.0 kVA, input IEC60320 C20 inlet, 2U, output - 230V, output socket groups - (6)C13 (1)C19 | Vertiv EDGE UPS UPS 3000VA / 2700W 230V 2U Rack/Tower, input C20 inlet, output socket groups - (6)C13 (1)C19 | 911.1 | 709 | EUR | 40 | 36 | pret promo valabil in limita stocului
UPS | Line interactive | Vertiv | EDGE-3000IRT3UXL | Vertiv EDGE 1ph UPS, 3.0 kVA, input IEC60320 C20 inlet, 3U, output - 230V, output socket groups - (9)C13 (1)C19 | Vertiv EDGE UPS UPS 3000VA / 2700W 230V 3U Rack/Tower, input C20 inlet, output socket groups - (9)C13 (1)C19 | 990.1 |  | EUR | 40 | 36
UPS | Line interactive | Vertiv | EDGE-750IMTN | Vertiv EDGE 1ph UPS, 0.75 kVA, input IEC60320 C14 inlet, tower, output - 230V, output socket groups - (5)C13, w/t RDU120 Network Card | Vertiv EDGE 1ph UPS, 0.75 kVA, input IEC60320 C14 inlet, tower, output - 230V, output socket groups - (5)C13, w/t RDU120 Network Card | 525.2 |  | EUR | 40 | 36
UPS | Line interactive | Vertiv | EDGE-1000IMTN | Vertiv EDGE 1ph UPS, 1.0 kVA, input IEC60320 C14 inlet, tower, output - 230V, output socket groups - (6)C13 w/t RDU120 Network Card | Vertiv EDGE 1ph UPS, 1.0 kVA, input IEC60320 C14 inlet, tower, output - 230V, output socket groups - (6)C13 w/t RDU120 Network Card | 555.3 |  | EUR | 40 | 36
UPS | Line interactive | Vertiv | EDGE-1500IMTN | Vertiv EDGE 1ph UPS, 1.5 kVA, input IEC60320 C14 inlet, tower, output - 230V, output socket groups - (6)C13 w/t RDU120 Network Card | Vertiv EDGE 1ph UPS, 1.5 kVA, input IEC60320 C14 inlet, tower, output - 230V, output socket groups - (6)C13 w/t RDU120 Network Card | 653.8 |  | EUR | 40 | 36
UPS | Line interactive | Vertiv | EDGE-500IRM1UN | Vertiv EDGE 1ph UPS, 0.5 kVA, input IEC60320 C14 inlet, 1U, output - 230V, output socket groups - (6)C13 w/t RDU120 Network Card | Vertiv EDGE 1ph UPS, 0.5 kVA, input IEC60320 C14 inlet, 1U, output - 230V, output socket groups - (6)C13 w/t RDU120 Network Card | 549.6 |  | EUR | 11 | 36
UPS | Line interactive | Vertiv | EDGE-1000IRM1UN | Vertiv EDGE 1ph UPS, 1.0 kVA, input IEC60320 C14 inlet, 1U, output - 230V, output socket groups - (6)C13 w/t RDU120 Network Card | Vertiv EDGE 1ph UPS, 1.0 kVA, input IEC60320 C14 inlet, 1U, output - 230V, output socket groups - (6)C13 w/t RDU120 Network Card | 671.7 |  | EUR | 40 | 36
UPS | Line interactive | Vertiv | EDGE-1500IRM1UN | Vertiv EDGE 1ph UPS, 1.5 kVA, input IEC60320 C14 inlet, 1U, output - 230V, output socket groups - (6)C13 w/t RDU120 Network Card | Vertiv EDGE 1ph UPS, 1.5 kVA, input IEC60320 C14 inlet, 1U, output - 230V, output socket groups - (6)C13 w/t RDU120 Network Card | 839.4 |  | EUR | 40 | 36
UPS | Line interactive | Vertiv | EDGE-1500IRT2UXLN | Vertiv EDGE 1ph UPS, 1.5 kVA, input IEC60320 C14 inlet, 2U, output - 230V, output socket groups - (6)C13 w/t RDU120 Network Card | Vertiv EDGE 1ph UPS, 1.5 kVA, input IEC60320 C14 inlet, 2U, output - 230V, output socket groups - (6)C13 w/t RDU120 Network Card | 755.6 |  | EUR | 40 | 36
UPS | Line interactive | Vertiv | EDGE-2200IRT2UXLN | Vertiv EDGE 1ph UPS, 2.2 kVA, input IEC60320 C20 inlet, 2U, output - 230V, output socket groups - (6)C13 (1)C19 w/t RDU120 Network Card | Vertiv EDGE 1ph UPS, 2.2 kVA, input IEC60320 C20 inlet, 2U, output - 230V, output socket groups - (6)C13 (1)C19 w/t RDU120 Network Card | 888.3 |  | EUR | 40 | 36
UPS | Line interactive | Vertiv | EDGE-3000IRT2UXLN | Vertiv EDGE 1ph UPS, 3.0 kVA, input IEC60320 C20 inlet, 2U, output - 230V, output socket groups - (6)C13 (1)C19 w/t RDU120 Network Card | Vertiv EDGE 1ph UPS, 3.0 kVA, input IEC60320 C20 inlet, 2U, output - 230V, output socket groups - (6)C13 (1)C19 w/t RDU120 Network Card | 1167.6 |  | EUR | 40 | 36
UPS | Line interactive | Vertiv | EDGE-3000IRT3UXLN | Vertiv EDGE 1ph UPS, 3.0 kVA, input IEC60320 C20 inlet, 3U, output - 230V, output socket groups - (9)C13 (1)C19 w/t RDU120 Network Card | Vertiv EDGE 1ph UPS, 3.0 kVA, input IEC60320 C20 inlet, 3U, output - 230V, output socket groups - (9)C13 (1)C19 w/t RDU120 Network Card | 1245.7 |  | EUR | 40 | 36
UPS | Line interactive | Vertiv | EDGELI-1500IRT2U | Vertiv EDGE 1ph UPS, Li-Ion, 1.5 kVA, input IEC60320 C14 inlet, 2U, output - 230V, output socket groups - (6)C13 | Vertiv EDGE 1ph UPS, Li-Ion, 1.5 kVA, input IEC60320 C14 inlet, 2U, output - 230V, output socket groups - (6)C13 | 968.1 |  | EUR | 40 | 60
UPS | Line interactive | Vertiv | EDGELI-2200IRT2U | Vertiv EDGE 1ph UPS, Li-Ion, 2.2 kVA, input IEC60320 C20 inlet, 2U, output - 230V, output socket groups - (6)C13 (1)C19 | Vertiv EDGE 1ph UPS, Li-Ion, 2.2 kVA, input IEC60320 C20 inlet, 2U, output - 230V, output socket groups - (6)C13 (1)C19 | 1379.3 |  | EUR | 40 | 60
UPS | Line interactive | Vertiv | EDGELI-3000IRT2U | Vertiv EDGE 1ph UPS, Li-Ion, 3.0 kVA, input IEC60320 C20 inlet, 2U, output - 230V, output socket groups - (6)C13 (1)C19 | Vertiv EDGE 1ph UPS, Li-Ion, 3.0 kVA, input IEC60320 C20 inlet, 2U, output - 230V, output socket groups - (6)C13 (1)C19 | 1877.5 |  | EUR | 40 | 60
UPS | Online, double conversion | Vertiv | GXE3-1000IMT | Liebert GXE UPS 1kVA 1ph UPS 230V Tower W/Batteries, C14 input/C13 x 8 output, 2-year warranty | Liebert GXE UPS 1000VA / 900W Online UPS Tower, Input: C14, Outputs: 8x C13 | 413.6 |  | EUR | 40 | 24
UPS | Online, double conversion | Vertiv | GXE3-1500IMT | Liebert GXE UPS 1.5kVA 1ph UPS 230V Tower W/Batteries, C14 input/C13 x 8 output, 2-year warranty | Liebert GXE UPS 1500VA / 1350W Online UPS Tower, Input: C14, Outputs: 8x C13 | 570.8 |  | EUR | 40 | 24
UPS | Online, double conversion | Vertiv | GXE3-2000IMT | Liebert GXE UPS 2kVA 1ph UPS 230V Tower W/Batteries, C20 input/C13 x 8 output, 2-year warranty | Liebert GXE UPS 2000VA / 1800W Online UPS Tower, Input: C20, Outputs: 8x C13 | 727.1 |  | EUR | 40 | 24
UPS | Online, double conversion | Vertiv | GXE3-3000IMT | Liebert GXE UPS 3kVA 1ph UPS 230V Tower W/Batteries, C20 input/C13 x 8 output + C19 x 1, 2-year warranty | Liebert GXE UPS 3000VA / 2700W Online UPS Tower, Input: C20, Outputs: 8x C13 + 1x C19 | 1000.7 |  | EUR | 40 | 24
UPS | Online, double conversion | Vertiv | GXE3-1000IRT2UXL | Liebert GXE UPS 1kVA 1ph UPS 230V Rack/Tower W/Batteries, C14 input/C13 x 8 output, 2-year warranty with railkit | Liebert GXE UPS 1000VA / 900W Online UPS Rack 2U / Tower, Input: C14, Outputs: 8x C13, with railkit | 469 |  | EUR | 40 | 24
UPS | Online, double conversion | Vertiv | GXE3-1500IRT2UXL | Liebert GXE UPS 1.5kVA 1ph UPS 230V Rack/Tower W/Batteries, C14 input/C13 x 8 output, 2-year warranty with railkit | Liebert GXE UPS 1500VA / 1350W Online UPS Rack 2U / Tower, Input: C14, Outputs: 8x C13, with railkit | 616.3 | 480 | EUR | 40 | 24 | pret promo valabil in limita stocului
UPS | Online, double conversion | Vertiv | GXE3-2000IRT2UXL | Liebert GXE UPS 2kVA 1ph UPS 230V Rack/Tower w/Batteries, C20 input/C13 x 8 output, 2-year warranty. With railkit | Liebert GXE UPS 2000VA / 1800W Online UPS Rack 2U / Tower, Input: C20, Outputs: 8x C13, with railkit | 790.6 | 555 | EUR | 40 | 24 | pret promo valabil in limita stocului
UPS | Online, double conversion | Vertiv | GXE3-3000IRT2UXL | Liebert GXE UPS 3kVA 1ph UPS 230V Rack/Tower W/Batteries, C20 input/C13 x 8 output + C19 x 1, 2-year warranty. With rack kit | Liebert GXE UPS 3000VA / 2700W Online UPS Rack 2U / Tower, Input: C20, Outputs: 8x C13 + 1x C19, with railkit | 1048.7 | 816 | EUR | 40 | 24 | pret promo valabil in limita stocului
UPS | Online, double conversion | Vertiv | GXE3-6000IRT4UXL | Liebert GXE UPS 6kVA 1ph UPS 230V 4U Rack/Tower W/Batteries, Hardwired input/output, 2-years warranty | Vertiv GXE UPS 6000VA / 6000W, Rack 4U / Tower, Online, Input: Hardwired (terminals L-N-G), Output: Hardwired (terminals L-N-G) | 1839.3 |  | EUR | 85 | 24
UPS | Online, double conversion | Vertiv | GXE3-10KIRT5UXL | Liebert GXE UPS 10kVA 1ph UPS 230V 5U Rack/Tower W/Batteries, Hardwired input/output, 2-years warranty | Vertiv GXE UPS 10000VA / 10000W, Rack 5U / Tower, Online, Input: Hardwired (terminals L-N-G), Output: Hardwired (terminals L-N-G) | 3210.4 |  | EUR | 85 | 24
UPS | Online, double conversion | Vertiv | GXT5-750IRT2UXL | Vertiv Liebert GXT5 1ph UPS, 750VA, input plug IEC C14 inlet, 2U, output – 230V, output socket groups (8)C13, rackmount kit, 3-year warranty | Vertiv Liebert GXT5 1ph UPS, 750VA / 750W, input plug IEC C14 inlet, 2U, output – 230V, output socket groups (8)C13, rackmount kit, 3-year warranty | 774.3 |  | EUR | 40 | 36
UPS | Online, double conversion | Vertiv | GXT5-1000IRT2UXL | Vertiv Liebert GXT5 1ph UPS, 1kVA, input plug IEC C14 inlet, 2U, output – 230V, output socket groups (8)C13, , rackmount kit, 3-year warranty | Vertiv Liebert GXT5 1ph UPS, 1000VA / 1000W, input plug IEC C14 inlet, 2U, output – 230V, output socket groups (8)C13, rackmount kit, 3-year warranty | 885.8 | 479 | EUR | 40 | 36 | pret promo valabil in limita stocului
UPS | Online, double conversion | Vertiv | GXT5-1500IRT2UXL | Vertiv Liebert GXT5 1ph UPS, 1.5kVA, input plug IEC C14 inlet, 2U, output – 230V, output socket groups (8)C13, rackmount kit, 3-year warranty | Vertiv Liebert GXT5 1ph UPS, 1500VA / 1500W, input plug IEC C14 inlet, 2U, output – 230V, output socket groups (8)C13, rackmount kit, 3-year warranty | 1237.6 |  | EUR | 40 | 36
UPS | Online, double conversion | Vertiv | GXT5-2000IRT2UXL | Vertiv Liebert GXT5 1ph UPS, 2kVA, input plug IEC C20 inlet, 2U, output – 230V, output socket groups (8)C13, rackmount kit, 3-year warranty | Vertiv Liebert GXT5 1ph UPS, 2000VA / 2000W, input plug IEC C20 inlet, 2U, output – 230V, output socket groups (8)C13, rackmount kit, 3-year warranty | 1559.2 | 933 | EUR | 40 | 36 | pret promo valabil in limita stocului
UPS | Online, double conversion | Vertiv | GXT5-3000IRT2UXL | Vertiv Liebert GXT5 1ph UPS, 3kVA, input plug IEC C20 inlet, 2U, output – 230V, output socket groups (6)C13 & (1)C19, rackmount kit, 3-year warranty | Vertiv Liebert GXT5 1ph UPS, 3000VA / 3000W, input plug IEC C20 inlet, 2U, output – 230V, output socket groups (6)C13 & (1)C19, rackmount kit, 3-year warranty | 2100.6 | 1409 | EUR | 40 | 36 | pret promo valabil in limita stocului
UPS | Online, double conversion | Vertiv | GXT5-5000IRT5UXLN | Vertiv Liebert GXT5 1ph UPS, 5kVA, input plug - hardwired, 5U, output – 230V, hardwired, output socket groups (6)C13 & (2)C19, rackmount kit, Communications Card, 3-year warranty | Vertiv Liebert GXT5 1ph UPS, 5000VA / 5000W, input plug - hardwired, 5U, output – 230V, hardwired, output socket groups (6)C13 & (2)C19, rackmount kit, Communications Card, 3-year warranty | 3414.8 | 2525 | EUR | 85 | 36 | pret promo valabil in limita stocului
UPS | Online, double conversion | Vertiv | GXT5-6000IRT5UXLN | Vertiv Liebert GXT5 1ph UPS, 6kVA, input plug - hardwired, 5U, output – 230V, hardwired, output socket groups (6)C13 & (2)C19, rackmount kit, RDU101 Communications Card, 3-year warranty | Vertiv Liebert GXT5 1ph UPS, 6000VA / 6000W, input plug - hardwired, 5U, output – 230V, hardwired, output socket groups (6)C13 & (2)C19, rackmount kit, Communications Card, 3-year warranty | 3640.3 |  | EUR | 85 | 36
UPS | Online, double conversion | Vertiv | GXT5-8000IRT5UXLN | Vertiv Liebert GXT5 1ph UPS, 8kVA, input plug - hardwired, 5U, output – 230V, hardwired, output socket groups (4)C13 & (4)C19, rackmount kit, RDU101 Communications Card, 3-year warranty | Vertiv Liebert GXT5 1ph UPS, 8000VA / 8000W, input plug - hardwired, 5U, output – 230V, hardwired, output socket groups (4)C13 & (4)C19, rackmount kit, Communications Card, 3-year warranty | 4732.1 |  | EUR | 85 | 36
UPS | Online, double conversion | Vertiv | GXT5-10KIRT5UXLN | Vertiv Liebert GXT5 1ph UPS, 10kVA, input plug - hardwired, 5U, output – 230V, hardwired, output socket groups (4)C13 & (4)C19, rackmount kit, RDU101 Communications Card, 3-year warranty | Vertiv Liebert GXT5 1ph UPS, 10000VA / 10000W, input plug - hardwired, 5U, output – 230V, hardwired, output socket groups (4)C13 & (4)C19, rackmount kit, Communications Card, 3-year warranty | 5571.6 | 4296 | EUR | 85 | 36 | pret promo valabil in limita stocului
UPS | Online, double conversion | Vertiv | GXT5-16KIRT9UXLN | Vertiv Liebert GXT5 1ph UPS, 16kVA, input plug - hardwired, 9U, output – 230V, hardwired, rackmount kit, RDU101 Communications Card, 3-year warranty | Vertiv Liebert GXT5 1ph UPS, 16000VA / 16000W, input plug - hardwired, 9U, output – 230V, hardwired, rackmount kit, Communications Card, 3-year warranty | 7802.5 |  | EUR | 155 | 36
UPS | Online, double conversion | Vertiv | GXT5-20KIRT9UXLN | Vertiv Liebert GXT5 1ph UPS, 20kVA, input plug - hardwired, 9U, output – 230V, hardwired, rackmount kit, RDU101 Communications Card, 3-year warranty | Vertiv Liebert GXT5 1ph UPS, 20000VA / 20000W, input plug - hardwired, 9U, output – 230V, hardwired, rackmount kit, Communications Card, 3-year warranty | 9676 |  | EUR | 155 | 36
UPS | Online, double conversion | Vertiv | GXT5-750IRT2UXLN | Vertiv Liebert GXT5 1ph UPS, 750VA, input IEC C14 inlet, 2U, output – 230V, output socket groups (8)C13. Includes rackmount kit and INTELLISLOT RDU101 COMMUNICATION CARD and 3-year factory warranty. | Vertiv Liebert GXT5 1ph UPS, 750VA, input IEC C14 inlet, 2U, output – 230V, output socket groups (8)C13. Includes rackmount kit and INTELLISLOT RDU101 COMMUNICATION CARD and 3-year factory warranty. | 995.8 |  | EUR | 40 | 36
UPS | Online, double conversion | Vertiv | GXT5-1000IRT2UXLN | Vertiv Liebert GXT5 1ph UPS, 1kVA, input IEC C14 inlet, 2U, output – 230V, output socket groups (8)C13. Includes rackmount kit and INTELLISLOT RDU101 COMMUNICATION CARD and 3-year factory warranty. | Vertiv Liebert GXT5 1ph UPS, 1kVA, input IEC C14 inlet, 2U, output – 230V, output socket groups (8)C13. Includes rackmount kit and INTELLISLOT RDU101 COMMUNICATION CARD and 3-year factory warranty. | 1107.3 |  | EUR | 40 | 36
UPS | Online, double conversion | Vertiv | GXT5-1500IRT2UXLN | Vertiv Liebert GXT5 1ph UPS, 1.5kVA, input IEC C14 inlet, 2U, output – 230V, output socket groups (8)C13. Includes rackmount kit and INTELLISLOT RDU101 COMMUNICATION CARD and 3-year factory warranty. | Vertiv Liebert GXT5 1ph UPS, 1.5kVA, input IEC C14 inlet, 2U, output – 230V, output socket groups (8)C13. Includes rackmount kit and INTELLISLOT RDU101 COMMUNICATION CARD and 3-year factory warranty. | 1467.2 |  | EUR | 40 | 36
UPS | Online, double conversion | Vertiv | GXT5-2000IRT2UXLN | Vertiv Liebert GXT5 1ph UPS, 2kVA, input IEC C20 inlet, 2U, output – 230V, output socket groups (8)C13. IIncludes rackmount kit and INTELLISLOT RDU101 COMMUNICATION CARD and 3-year factory warranty. | Vertiv Liebert GXT5 1ph UPS, 2kVA, input IEC C20 inlet, 2U, output – 230V, output socket groups (8)C13. IIncludes rackmount kit and INTELLISLOT RDU101 COMMUNICATION CARD and 3-year factory warranty. | 1792.9 |  | EUR | 40 | 36
UPS | Online, double conversion | Vertiv | GXT5-3000IRT2UXLN | Vertiv Liebert GXT5 1ph UPS, 3kVA, input IEC C20 inlet, 2U, output – 230V, output socket groups (6)C13 & (1)C19. Includes rackmount kit and INTELLISLOT RDU101 COMMUNICATION CARD and 3-year factory warranty. | Vertiv Liebert GXT5 1ph UPS, 3kVA, input IEC C20 inlet, 2U, output – 230V, output socket groups (6)C13 & (1)C19. Includes rackmount kit and INTELLISLOT RDU101 COMMUNICATION CARD and 3-year factory warranty. | 2338.4 |  | EUR | 40 | 36
UPS | Online, double conversion | Vertiv | GXT5LI-1000IRT2UXL | Vertiv Liebert GXT5 1ph UPS, 1kVA, Li-Ion, input plug IEC C14 inlet, 2U, output – 230V, output socket groups (8)C13 | Vertiv Liebert GXT5 1ph UPS, 1000VA / 1000W, Li-Ion, input plug IEC C14 inlet, 2U, output – 230V, output socket groups (8)C13 | 1523.4 |  | EUR | 40 | 60
UPS | Online, double conversion | Vertiv | GXT5LI-1500IRT2UXL | Vertiv Liebert GXT5 1ph UPS, 1.5kVA, Li-Ion, input plug IEC C14 inlet, 2U, output – 230V, output socket groups (8)C13 | Vertiv Liebert GXT5 1ph UPS, 1500VA / 1500W, Li-Ion, input plug IEC C14 inlet, 2U, output – 230V, output socket groups (8)C13 | 2013.5 |  | EUR | 40 | 60
UPS | Online, double conversion | Vertiv | GXT5LI-2000IRT2UXL | Vertiv Liebert GXT5 1ph UPS, 2kVA, Li-Ion, input plug IEC C20 inlet, 2U, output – 230V, output socket groups (8)C13 | Vertiv Liebert GXT5 1ph UPS, 2000VA / 2000W, Li-Ion, input plug IEC C20 inlet, 2U, output – 230V, output socket groups (8)C13 | 2437.7 |  | EUR | 40 | 60
UPS | Online, double conversion | Vertiv | GXT5LI-3000IRT2UXL | Vertiv Liebert GXT5 1ph UPS, 3kVA, Li-Ion, input plug IEC C20 inlet, 2U, output – 230V, output socket groups (6)C13 & (1)C19 | Vertiv Liebert GXT5 1ph UPS, 3000VA / 2700W, Li-Ion, input plug IEC C20 inlet, 2U, output – 230V, output socket groups (8)C13 & (1)C19 | 3545.8 |  | EUR | 40 | 60
UPS | Kit Rack Mount | Vertiv | RMKIT18-32 | Liebert GXT rack slide kits - 18/32" | Liebert GXT rack slide kits - 18/32" | 112.4 |  | EUR | 0.8 | 24
UPS | Card retea pentru management UPS | Vertiv | RDU120 | Kit RDU120 Communication Card for Edge / GXT5 | Kit RDU120 Communication Card for Edge / GXT5 | 301.3 |  | EUR | 0.8 | 24
UPS | Card retea pentru management UPS | Vertiv | IS-UNITY-SNMP | Liebert Intellislot SNMP WEB Card for Liebert GXT3/GXT4/Vertiv Edge | SNMP card for Edge / GXE UPS - Network Management Card for remote UPS monitoring, control and management | 236.1 |  | EUR | 0.8 | 24
UPS | Card retea pentru management UPS | Vertiv | RELAYCARD-PG | Liebert Intellislot Relay Card for Liebert GXT3/GXT4/GXT5/Vertiv Edge | Liebert Intellislot Relay Card for Liebert GXT3/GXT4 | 93.6 |  | EUR | 0.8 | 24
UPS | Card retea pentru management UPS | Vertiv | IS-UNITY-DP | IS-UNITY DUAL PROTOCOL CARD for GXT3/GXT4/Vertiv Edge | IS-UNITY DUAL PROTOCOL CARD for GXT3/GXT4/Vertiv Edge | 596 |  | EUR | 0.8 | 24
UPS | Card retea pentru management UPS | Vertiv | IS-RELAY | Vertiv Intellislot Interface Kit for Relay Contacts for ITA2,EXS and EXM2 series | Vertiv Intellislot Interface Kit for Relay Contacts for ITA2,EXS and EXM2 series | 200.3 |  | EUR | 0.8 | 24
UPS | Senzor mediu | Vertiv | SN-T | SENSOR MODULAR TEMPERATURE | Sensor Modular Temperature for IS-UNITY-SNMP | 92.8 |  | EUR | 0.18 | 24
UPS | Senzor mediu | Vertiv | SN-TH | SENSOR MODULAR TEMP/HUMIDITY | Sensor Modular Temp/Humidity for IS-UNITY-SNMP | 138.4 |  | EUR | 0.18 | 24
UPS | External Battery Module | Vertiv | GXE3-EBC24VRT2U | Liebert GXE External Battery Cabinet 24V Rack/Tower 2U, for Liebert GXE 1 kVA RT, 2-year warranty. With rail kit | Liebert GXE External Battery Cabinet 24V Rack/Tower 2U, for Liebert GXE 1 kVA RT, 2-year warranty. With rail kit | 311.8 |  | EUR | 40 | 24
UPS | External Battery Module | Vertiv | GXE3-EBC36VRT2U | Liebert GXE External Battery Cabinet 36V Rack/Tower 2U, for Liebert GXE 1.5kVA RT, 2-year warranty. With rail kit | Liebert GXE External Battery Cabinet 36V Rack/Tower 2U, for Liebert GXE 1.5kVA RT, 2-year warranty. With rail kit | 394.9 |  | EUR | 40 | 24
UPS | External Battery Module | Vertiv | GXE3-EBC48VRT2U | Liebert GXE External Battery Cabinet 48V Rack/Tower 2U, for Liebert GXE 2kVA RT, 2-year warranty. With rail kit | Liebert GXE External Battery Cabinet 48V Rack/Tower 2U, for Liebert GXE 2kVA RT, 2-year warranty. With rail kit | 421.8 |  | EUR | 40 | 24
UPS | External Battery Module | Vertiv | GXE3-EBC72VRT2U | Liebert GXE External Battery Cabinet 24V Rack/Tower 2U, for Liebert GXE 3kVA RT, 2-year warranty. With rail kit | Liebert GXE External Battery Cabinet 24V Rack/Tower 2U, for Liebert GXE 3kVA RT, 2-year warranty. With rail kit | 545.5 |  | EUR | 40 | 24
UPS | External Battery Module | Vertiv | GXE3-EBC192VRT2U | Liebert GXE External Battery Cabinet 192V Rack/Tower 2U, for Liebert GXE 6kVA, 2-years warranty | Liebert GXE External Battery Cabinet 192V Rack/Tower 2U, for Liebert GXE 6kVA, 2-years warranty | 793.8 |  | EUR | 85 | 24
UPS | External Battery Module | Vertiv | GXE3-EBC240VRT3U | Liebert GXE External Battery Cabinet 240V Rack/Tower 3U, for Liebert GXE 10kVA, 2-years warranty | Liebert GXE External Battery Cabinet 240V Rack/Tower 3U, for Liebert GXE 10kVA, 2-years warranty | 962.4 |  | EUR | 85 | 24
UPS | External Battery Module | Vertiv | GXT5-EBC36VRT2U | Vertiv Liebert GXT5 external battery cabinet for 0.75kVA - 1kVA product variants, 3-year warranty | Vertiv Liebert GXT5 external battery cabinet for 0.75kVA - 1kVA product variants | 779.2 |  | EUR | 40 | 36
UPS | External Battery Module | Vertiv | GXT5-EBC48VRT2U | Vertiv Liebert GXT5 / Vertiv Edge external battery cabinet for 1.5kVA - 2kVA (GXT5) and 1.5kVA (Edge), 3-year warranty | Vertiv Liebert GXT5 external battery cabinet for 1.5kVA - 2kVA product variants | 902.9 |  | EUR | 40 | 36
UPS | External Battery Module | Vertiv | GXT5-EBC72VRT2U | Vertiv Liebert GXT5 / Vertiv Edge external battery cabinet for 3kVA (GXT5) and 2.2kVA - 3kVA (Edge), 3-year warranty | Vertiv Liebert GXT5 external battery cabinet for 3kVA product variant | 1051.9 |  | EUR | 40 | 36
UPS | External Battery Module | Vertiv | GXT5-EBC192VRT3U | Vertiv Liebert GXT5 external battery cabinet for 5kVA - 10kVA product variants | Vertiv Liebert GXT5 external battery cabinet for 5kVA - 10kVA product variants | 1516 |  | EUR | 85 | 36
UPS | External Battery Module | Vertiv | GXT5-EBC384VRT6U | Vertiv Liebert GXT5 external battery cabinet for 16kVA - 20kVA product variants | Vertiv Liebert GXT5 external battery cabinet for 16kVA - 20kVA product variants | 3398.5 |  | EUR | 150 | 36
UPS | Bypass de mentenanta | Vertiv | MP2-210K | Liebert 2U MicroPod External maintenance Bypass for UPS PSI/PSI-XR/GXT3/4 up to 1.5kVA, 19" Rackmount | Liebert 2U MicroPod External maintenance Bypass for UPS PSI/PSI-XR/GXT3/4 up to 1.5kVA, 19" Rackmount | 301.3 |  | EUR | 4 | 12
UPS | Bypass de mentenanta | Vertiv | MP2-220K | Liebert 2U MicroPod External maintenance Bypass for UPS GXT3/4 2KVA, 19" Rackmount | Liebert 2U MicroPod External maintenance Bypass for UPS GXT3/4 2KVA, 19" Rackmount | 324.9 |  | EUR | 4 | 12
UPS | Bypass de mentenanta | Vertiv | MP2-220L | Liebert 2U MicroPod External maintenance Bypass for UPS PSI/PSI-XR 2200VA and PSI/GXT3/4 for 3kVA, 19" Rackmount | Liebert 2U MicroPod External maintenance Bypass for UPS PSI/PSI-XR 2200VA and PSI/GXT3/4 for 3kVA, 19" Rackmount | 340.3 |  | EUR | 4 | 12
UPS | Bypass de mentenanta | Vertiv | GXT320KPPRT230 | PPOD for GXT3-GXT4 10k RT230 | PPOD for GXT3-GXT4 10k RT230 | 1292.9 |  | EUR | 4 | 12
UPS | Bypass de mentenanta | Vertiv | GXT320KPPRTCBL | PPOD cable GXT3-GXT4 10k RT230 | PPOD cable GXT3-GXT4 10k RT230 | 161.2 |  | EUR | 4 | 24
UPS | Extindere garantie | Vertiv | RUPS-WE1-001 | Warranty Extension +1YR UPS Group 1 | Warranty Extension +1YR UPS Group 1 | 25.2 |  | EUR |  | -
UPS | Extindere garantie | Vertiv | RUPS-WE1-002 | Warranty Extension +1YR UPS Group 2 | Warranty Extension +1YR UPS Group 2 | 36.6 |  | EUR |  | -
UPS | Extindere garantie | Vertiv | RUPS-WE1-003 | Warranty Extension +1YR UPS Group 3 | Warranty Extension +1YR UPS Group 3 | 45.6 |  | EUR |  | -
UPS | Extindere garantie | Vertiv | RUPS-WE1-004 | Warranty Extension +1YR UPS Group 4 | Warranty Extension +1YR UPS Group 4 | 70.8 |  | EUR |  | -
UPS | Extindere garantie | Vertiv | RUPS-WE1-005 | Warranty Extension +1YR UPS Group 5 | Warranty Extension +1YR UPS Group 5 | 120.5 |  | EUR |  | -
UPS | Extindere garantie | Vertiv | RUPS-WE1-006 | Warranty Extension +1YR UPS Group 6 | Warranty Extension +1YR UPS Group 6 | 141.7 |  | EUR |  | -
UPS | Extindere garantie | Vertiv | RUPS-WE1-007 | Warranty Extension +1YR UPS Group 7 | Warranty Extension +1YR UPS Group 7 | 210.9 |  | EUR |  | -
UPS | Extindere garantie | Vertiv | RUPS-WE1-008 | Warranty Extension +1YR UPS Group 8 | Warranty Extension +1YR UPS Group 8 | 355.8 |  | EUR |  | -
UPS | Extindere garantie | Vertiv | RUPS-WE1-009 | Warranty Extension +1YR UPS Group 9 | Warranty Extension +1YR UPS Group 9 | 736 |  | EUR |  | -
UPS | Extindere garantie | Vertiv | RUPS-WE3-001 | Warranty Extension +3YR UPS Group 1 | Warranty Extension +3YR UPS Group 1 | 47.2 |  | EUR |  | -
UPS | Extindere garantie | Vertiv | RUPS-WE3-002 | Warranty Extension +3YR UPS Group 2 | Warranty Extension +3YR UPS Group 2 | 68.4 |  | EUR |  | -
UPS | Extindere garantie | Vertiv | RUPS-WE3-003 | Warranty Extension +3YR UPS Group 3 | Warranty Extension +3YR UPS Group 3 | 85.5 |  | EUR |  | -
UPS | Extindere garantie | Vertiv | RUPS-WE3-004 | Warranty Extension +3YR UPS Group 4 | Warranty Extension +3YR UPS Group 4 | 134.3 |  | EUR |  | -
UPS | Extindere garantie | Vertiv | RUPS-WE3-005 | Warranty Extension +3YR UPS Group 5 | Warranty Extension +3YR UPS Group 5 | 228 |  | EUR |  | -
UPS | Extindere garantie | Vertiv | RUPS-WE3-006 | Warranty Extension +3YR UPS Group 6 | Warranty Extension +3YR UPS Group 6 | 268.7 |  | EUR |  | -
UPS | Extindere garantie | Vertiv | RUPS-WE3-007 | Warranty Extension +3YR UPS Group 7 | Warranty Extension +3YR UPS Group 7 | 399.8 |  | EUR |  | -
UPS | Extindere garantie | Vertiv | RUPS-WE3-008 | Warranty Extension +3YR UPS Group 8 | Warranty Extension +3YR UPS Group 8 | 674.2 |  | EUR |  | -
UPS | Extindere garantie | Vertiv | RUPS-WE3-009 | Warranty Extension +3YR UPS Group 9 | Warranty Extension +3YR UPS Group 9 | 1398 |  | EUR |  | -
UPS | Extindere garantie | Vertiv | RUPS-PE5-001 | Power Emergency 5YR-8HR RESP8X5 Group 1 | Power Emergency 5YR-8HR RESP8X5 Group 1 | 60.3 |  | EUR |  | -
UPS | Extindere garantie | Vertiv | RUPS-PE5-002 | Power Emergency 5YR-8HR RESP8X5 Group 2 | Power Emergency 5YR-8HR RESP8X5 Group 2 | 87.9 |  | EUR |  | -
UPS | Extindere garantie | Vertiv | RUPS-PE5-003 | Power Emergency 5YR-8HR RESP8X5 Group 3 | Power Emergency 5YR-8HR RESP8X5 Group 3 | 154.7 |  | EUR |  | -
UPS | Extindere garantie | Vertiv | RUPS-PE5-004 | Power Emergency 5YR-8HR RESP8X5 Group 4 | Power Emergency 5YR-8HR RESP8X5 Group 4 | 272.8 |  | EUR |  | -
UPS | Extindere garantie | Vertiv | RUPS-PE5-005 | Power Emergency 5YR-8HR RESP8X5 Group 5 | Power Emergency 5YR-8HR RESP8X5 Group 5 | 464.9 |  | EUR |  | -
UPS | Extindere garantie | Vertiv | RUPS-PE5-006 | Power Emergency 5YR-8HR RESP8X5 Group 6 | Power Emergency 5YR-8HR RESP8X5 Group 6 | 494.2 |  | EUR |  | -
UPS | Extindere garantie | Vertiv | RUPS-WE1R-001 | Warranty Extension +1YR Renewal UPS Group 1 | Warranty Extension +1YR Renewal UPS Group 1 | 28.5 |  | EUR |  | -
UPS | Extindere garantie | Vertiv | RUPS-WE1R-002 | Warranty Extension +1YR Renewal UPS Group 2 | Warranty Extension +1YR Renewal UPS Group 2 | 39.9 |  | EUR |  | -
UPS | Extindere garantie | Vertiv | RUPS-WE1R-003 | Warranty Extension +1YR Renewal UPS Group 3 | Warranty Extension +1YR Renewal UPS Group 3 | 48.9 |  | EUR |  | -
UPS | Extindere garantie | Vertiv | RUPS-WE1R-004 | Warranty Extension +1YR Renewal UPS Group 4 | Warranty Extension +1YR Renewal UPS Group 4 | 77.3 |  | EUR |  | -
UPS | Extindere garantie | Vertiv | RUPS-WE1R-005 | Warranty Extension +1YR Renewal UPS Group 5 | Warranty Extension +1YR Renewal UPS Group 5 | 132.7 |  | EUR |  | -
UPS | Extindere garantie | Vertiv | RUPS-WE1R-006 | Warranty Extension +1YR Renewal UPS Group 6 | Warranty Extension +1YR Renewal UPS Group 6 | 156.3 |  | EUR |  | -
UPS | Extindere garantie | Vertiv | RUPS-WE1R-007 | Warranty Extension +1YR Renewal UPS Group 7 | Warranty Extension +1YR Renewal UPS Group 7 | 232 |  | EUR |  | -
UPS | Extindere garantie | Vertiv | RUPS-WE1R-008 | Warranty Extension +1YR Renewal UPS Group 8 | Warranty Extension +1YR Renewal UPS Group 8 | 390.8 |  | EUR |  | -
UPS | Extindere garantie | Vertiv | RUPS-WE1R-009 | Warranty Extension +1YR Renewal UPS Group 9 | Warranty Extension +1YR Renewal UPS Group 9 | 810.1 |  | EUR |  | -
UPS | Extindere garantie | Vertiv | RUPS-PE5R-001 | Power Emergency Renewal 5YR-8HR RESP8X5 Group 1 | Power Emergency Renewal 5YR-8HR RESP8X5 Group 1 | 50.5 |  | EUR |  | -
UPS | Extindere garantie | Vertiv | RUPS-PE5R-002 | Power Emergency Renewal 5YR-8HR RESP8X5 Group 2 | Power Emergency Renewal 5YR-8HR RESP8X5 Group 2 | 73.3 |  | EUR |  | -
UPS | Extindere garantie | Vertiv | RUPS-PE5R-003 | Power Emergency Renewal 5YR-8HR RESP8X5 Group 3 | Power Emergency Renewal 5YR-8HR RESP8X5 Group 3 | 170.2 |  | EUR |  | -
UPS | Extindere garantie | Vertiv | RUPS-PE5R-004 | Power Emergency Renewal 5YR-8HR RESP8X5 Group 4 | Power Emergency Renewal 5YR-8HR RESP8X5 Group 4 | 302.1 |  | EUR |  | -
UPS | Extindere garantie | Vertiv | RUPS-PE5R-005 | Power Emergency Renewal 5YR-8HR RESP8X5 Group 5 | Power Emergency Renewal 5YR-8HR RESP8X5 Group 5 | 511.3 |  | EUR |  | -
UPS | Extindere garantie | Vertiv | RUPS-PE5R-006 | Power Emergency Renewal 5YR-8HR RESP8X5 Group 6 | Power Emergency Renewal 5YR-8HR RESP8X5 Group 6 | 511.3 |  | EUR |  | -
UPS | Extindere garantie | Vertiv | RPDU-DE5R-001 | Distribution Emergency 5YR PDU Group 1 | Distribution Emergency 5YR PDU Group 1 | 29.3 |  | EUR |  | -
UPS | Extindere garantie | Vertiv | RPDU-DE5R-002 | Distribution Emergency 5YR PDU Group 2 | Distribution Emergency 5YR PDU Group 2 | 63.5 |  | EUR |  | -
UPS | Extindere garantie | Vertiv | RPDU-DE5R-003 | Distribution Emergency 5YR PDU Group 3 | Distribution Emergency 5YR PDU Group 3 | 113.2 |  | EUR |  | -
UPS | Extindere garantie | Vertiv | RPDU-DE5R-004 | Distribution Emergency 5YR PDU Group 4 | Distribution Emergency 5YR PDU Group 4 | 153.9 |  | EUR |  | -
UPS | Extindere garantie | Vertiv | RPDU-DE5R-005 | Distribution Emergency 5YR PDU Group 5 | Distribution Emergency 5YR PDU Group 5 | 187.3 |  | EUR |  | -
UPS | Extindere garantie | Vertiv | RPDU-DE5R-006 | Distribution Emergency 5YR PDU Group 6 | Distribution Emergency 5YR PDU Group 6 | 193.8 |  | EUR |  | -
UPS | Extindere garantie | Vertiv | RPDU-DE5R-007 | Distribution Emergency 5YR PDU Group 7 | Distribution Emergency 5YR PDU Group 7 | 241.8 |  | EUR |  | -
UPS | Extindere garantie | Vertiv | RPDU-DE5R-008 | Distribution Emergency 5YR PDU Group 8 | Distribution Emergency 5YR PDU Group 8 | 346.8 |  | EUR |  | -
UPS 3-phase | Online, double conversion | Vertiv | MTPD010DA0A0A0A | Liebert MTP 10kVA with int batt 10y 1x32x9Ah | Liebert MTP 10kVA with int batt 10y 1x32x9Ah | 3452.2 |  | EUR | 180.7 | 12
UPS 3-phase | Online, double conversion | Vertiv | MTPD015DA0A0A0A | Liebert MTP 15kVA with int batt 10y 1x32x9Ah | Liebert MTP 15kVA with int batt 10y 1x32x9Ah | 4083.2 |  | EUR | 180.7 | 12
UPS 3-phase | Online, double conversion | Vertiv | MTPD020DA0A0A0A | Liebert MTP 20kVA with int batt 10y 1x32x9Ah | Liebert MTP 20kVA with int batt 10y 1x32x9Ah | 4744.3 |  | EUR | 180.7 | 12
UPS 3-phase | Online, double conversion | Vertiv | MTPD030EA0A0A0A | Liebert MTP 30kVA with int batt 10y 2x32x9Ah | Liebert MTP 30kVA with int batt 10y 2x32x9Ah | 6006.4 |  | EUR | 325 | 12
UPS 3-phase | Online, double conversion | Vertiv | MTPD040EA0A0A0A | Liebert MTP 40kVA with int batt 10y 2x32x9Ah | Liebert MTP 40kVA with int batt 10y 2x32x9Ah | 6758.7 |  | EUR | 325 | 12
UPS 3-phase | Online, double conversion | Vertiv | EXS101001F0A0A0 | EXS 10KVA STANDARD + INT. BATT. (10 YEARS:1X32X9AH) | EXS 10KVA STANDARD + INT. BATT. (10 YEARS:1X32X9AH) | 5679 |  | EUR | 260 | 12
UPS 3-phase | Online, double conversion | Vertiv | EXS101001G0A0A0 | EXS 10KVA STANDARD + INT. BATT. (10 YEARS:2X32X9AH) | EXS 10KVA STANDARD + INT. BATT. (10 YEARS:2X32X9AH) | 7028.2 |  | EUR | 370.5 | 12
UPS 3-phase | Online, double conversion | Vertiv | EXS151001F0A0A0 | EXS 15KVA STANDARD + INT. BATT. (10 YEARS:1X32X9AH) | EXS 15KVA STANDARD + INT. BATT. (10 YEARS:1X32X9AH) | 6101.6 |  | EUR | 260 | 12
UPS 3-phase | Online, double conversion | Vertiv | EXS151001G0A0A0 | EXS 15KVA STANDARD + INT. BATT. (10 YEARS:2X32X9AH) | EXS 15KVA STANDARD + INT. BATT. (10 YEARS:2X32X9AH) | 7450.7 |  | EUR | 370.5 | 12
UPS 3-phase | Online, double conversion | Vertiv | EXS201001F0A0A0 | EXS 20KVA STANDARD + INT. BATT. (10 YEARS:1X32X9AH) | EXS 20KVA STANDARD + INT. BATT. (10 YEARS:1X32X9AH) | 6747.3 |  | EUR | 260 | 12
UPS 3-phase | Online, double conversion | Vertiv | EXS201001G0A0A0 | EXS 20KVA STANDARD + INT. BATT. (10 YEARS:2X32X9AH) | EXS 20KVA STANDARD + INT. BATT. (10 YEARS:2X32X9AH) | 8096.4 |  | EUR | 370.5 | 12
UPS 3-phase | Online, double conversion | Vertiv | EXS301001G1A0A0 | EXS 30kVA + INT. BATT. (10 years:2x32x9Ah) | EXS 30kVA + INT. BATT. (10 years:2x32x9Ah) | 8771.4 |  | EUR | 520 | 12
UPS 3-phase | Online, double conversion | Vertiv | EXS301001I1A0A0 | EXS 30kVA + INT. BATT. (10 years:4x32x9Ah) | EXS 30kVA + INT. BATT. (10 years:4x32x9Ah) | 10617.2 |  | EUR | 650 | 12
UPS 3-phase | Online, double conversion | Vertiv | EXS401001H1A0A0 | EXS 40kVA + INT. BATT. (10 years:3x32x9Ah) | EXS 40kVA + INT. BATT. (10 years:3x32x9Ah) | 11522.6 |  | EUR | 650 | 12
UPS 3-phase | Online, double conversion | Vertiv | EXS401001J1A0A0 | EXS 40kVA + INT. BATT. (10 years: 4x40x9Ah) | EXS 40kVA + INT. BATT. (10 years: 4x40x9Ah) | 12600.6 |  | EUR | 780 | 12
UPS 3-phase | Online, double conversion | Vertiv | EXS601001K1A0A0 | EXS 60kVA + INT. BATT. (10 years:1x32x35Ah) | EXS 60kVA + INT. BATT. (10 years:1x32x35Ah) | 12971.8 |  | EUR | 845 | 12
UPS 3-phase | Online, double conversion | Vertiv | EXS601001L1A0A0 | EXS 60kVA + INT. BATT. (10 years:1x40x35Ah) | EXS 60kVA + INT. BATT. (10 years:1x40x35Ah) | 13850.4 |  | EUR | 910 | 12
UPS 3-phase | 3-phase accessories | Vertiv | 10H32479P01 | Battery temperature compensation kit for 10-80kVA | Battery temperature compensation kit for 10-80kVA | 303.7 |  | EUR | 0.8 | -
UPS 3-phase | 3-phase accessories | Vertiv | 10H63289KE | Single-phase output copper link for 10-15-20 kVA | Single-phase output copper link for 10-15-20 kVA | 101.8 |  | EUR |  | -
UPS 3-phase | 3-phase startup | Vertiv | PS-ACP-ST8X5-MTP20 | Startup MTP 10/15/20 kVA (8x5) | Startup MTP 10/15/20 kVA (8x5) | 523.5 |  | EUR |  | -
UPS 3-phase | 3-phase startup | Vertiv | PS-ACP-ST24X7-MTP20 | Startup MTP 10/15/20 kVA (24x7) | Startup MTP 10/15/20 kVA (24x7) | 837.8 |  | EUR |  | -
UPS 3-phase | 3-phase startup | Vertiv | PS-ACP-ST8X5-MTP40 | Startup MTP 30/40 kVA (8x5) | Startup MTP 30/40 kVA (8x5) | 560.2 |  | EUR |  | -
UPS 3-phase | 3-phase startup | Vertiv | PS-ACP-ST24X7-MTP40 | Startup MTP 30/40 kVA (24x7) | Startup MTP 30/40 kVA (24x7) | 895.6 |  | EUR |  | -
UPS 3-phase | 3-phase startup | Vertiv | PS-ACP-ST8X5-EXS20 | Startup EXS 10/15/20 kVA (8x5) | Startup EXS 10/15/20 kVA (8x5) | 523.5 |  | EUR |  | -
UPS 3-phase | 3-phase startup | Vertiv | PS-ACP-ST24X7-EXS20 | Startup EXS 10/15/20 kVA (24x7) | Startup EXS 10/15/20 kVA (24x7) | 837.8 |  | EUR |  | -
UPS 3-phase | 3-phase startup | Vertiv | PS-ACP-ST8X5-EXS40 | Startup EXS 30/40 kVA (8x5) | Startup EXS 30/40 kVA (8x5) | 560.2 |  | EUR |  | -
UPS 3-phase | 3-phase startup | Vertiv | PS-ACP-ST24X7-EXS40 | Startup EXS 30/40 kVA (24x7) | Startup EXS 30/40 kVA (24x7) | 895.6 |  | EUR |  | -
UPS 3-phase | 3-phase startup | Vertiv | PS-ACP-ST8X5-EXS60 | Startup EXS 60 kVA (8x5) | Startup EXS 60 kVA (8x5) | 613.1 |  | EUR |  | -
UPS 3-phase | 3-phase startup | Vertiv | PS-ACP-ST24X7-EXS60 | Startup EXS 60 kVA (24x7) | Startup EXS 60 kVA (24x7) | 981.1 |  | EUR |  | -
IT Management / Monitoring | Local Rack Access Console | Vertiv | LRA185KMM-001 | 19” LCD, USB KB, 2USB PASS-US INTL ENG | 19” LCD, USB KB, 2USB PASS-US INTL ENG | 1196.9 |  | EUR | 7 | 24
IT Management / Monitoring | Local Rack Access Console | Vertiv | LRA185KMM8D-001 | LCD,8P KVM, 8 CABLES, USB KB-US INTL | LCD,8P KVM, 8 CABLES, USB KB-US INTL | 1839.3 |  | EUR | 7 | 24
IT Management / Monitoring | Local Rack Access Console | Vertiv | LRA185KMM16D-001 | LCD,16P KVM, 16 CABLES, USB KB-US INTL | LCD,16P KVM, 16 CABLES, USB KB-US INTL | 2639.6 |  | EUR | 7 | 24
IT Management / Monitoring | Local Rack Access Console Accessories | Vertiv | RMK-90 | LRA185 SHORT RACK ADAPTER KIT | LRA185 SHORT RACK ADAPTER KIT | 64.3 |  | EUR |  | 24
IT Management / Monitoring | Local Rack Access Console Accessories | Vertiv | RMK-95 | LCD RAIL KIT FOR LRA185 | LCD RAIL KIT FOR LRA185 | 362.3 |  | EUR |  | 24
IT Management / Monitoring | Local Rack Access Console Accessories | Vertiv | RMK-96 | LRA KVM SWITCH BRACKET | LRA KVM SWITCH BRACKET | 42.3 |  | EUR |  | 24
IT Management / Monitoring | Autoview Switch Hardware | Vertiv | AV3108-001 | 8 port AutoView KVM with 1 local and 1 remote users, VM and CAC | 8 port AutoView KVM with 1 local and 1 remote users, VM and CAC | 779.2 |  | EUR | 4 | 24
IT Management / Monitoring | Autoview Switch Hardware | Vertiv | AV3216-001 | 16 port AutoView KVM with 1 local and 1 remote users, VM and CAC | 16 port AutoView KVM with 1 local and 1 remote users, VM and CAC | 828 |  | EUR | 4 | 24
PDU | Basic | Vertiv | VP7551 | Vertiv PowerIT Rack PDU, Basic, 0U, input IEC 60309 230V 16A, outlets (20)C13 (4)C19 | Vertiv PowerIT Rack PDU, Basic, 0U, input IEC 60309 230V 16A, outlets (20)C13 (4)C19 | 390.8 |  | EUR | 11 | 36
PDU | Basic | Vertiv | VP7552 | Vertiv PowerIT Rack PDU, Basic, 0U, input IEC 60320 C20 power inlet 230V 16A, outlets (20)C13 (4)C19 | Vertiv PowerIT Rack PDU, Basic, 0U, input IEC 60320 C20 power inlet 230V 16A, outlets (20)C13 (4)C19 | 374.5 |  | EUR | 11 | 36
PDU | Basic | Vertiv | VP7553 | Vertiv PowerIT Rack PDU, Basic, 0U, input IEC 60309 230V 32A, outlets (20)C13 (4)C19 | Vertiv PowerIT Rack PDU, Basic, 0U, input IEC 60309 230V 32A, outlets (20)C13 (4)C19 | 405.5 |  | EUR | 11 | 36
PDU | Basic | Vertiv | VP7557 | Vertiv PowerIT Rack PDU, Basic, 0U, input IEC 60309 230/400V 3x16A, outlets (36)C13 (6)C19 | Vertiv PowerIT Rack PDU, Basic, 0U, input IEC 60309 230/400V 3x16A, outlets (36)C13 (6)C19 | 683.9 |  | EUR | 11 | 36
PDU | Switched | Vertiv | VP7U21A0 | Vertiv PowerIT Rack PDU, Switched (Outlet Level), EC, 1U, input IEC 60320 C20 power inlet 230V 16A, combi outlets (12)C13 or C19 | Vertiv PowerIT Rack PDU, Switched (Outlet Level), EC, 1U, input IEC 60320 C20 power inlet 230V 16A, combi outlets (12)C13 or C19 | 1213.2 |  | EUR | 11 | 36
PDU | Monitored | Vertiv | VA4G31A0 | Vertiv PowerIT RTS, Monitored (Unit Level), 1U, input (2) IEC60309 230V 32A, combi outlets (12)C13 or C19 | Vertiv PowerIT RTS, Monitored (Unit Level), 1U, input (2) IEC60309 230V 32A, combi outlets (12)C13 or C19 | 1754.6 |  | EUR | 11 | 36
PDU | Monitored | Vertiv | VA4U21A0 | Vertiv PowerIT RTS, Monitored (Unit Level), 1U, input (2) IEC60320 C20 power inlet 100-240V 16A or 20A, combi outlets (12)C13 or C19 | Vertiv PowerIT RTS, Monitored (Unit Level), 1U, input (2) IEC60320 C20 power inlet 100-240V 16A or 20A, combi outlets (12)C13 or C19 | 1424 |  | EUR | 11 | 36
PDU | Switched | Vertiv | VA7G32A0 | Vertiv PowerIT RTS, Switched (Outlet Level), 2U, input (2) IEC60309 230V 32A, combi outputs (12)C13 or C19 | Vertiv PowerIT RTS, Switched (Outlet Level), 2U, input (2) IEC60309 230V 32A, combi outputs (12)C13 or C19 | 1939.4 |  | EUR | 11 | 36
PDU | Switched | Vertiv | VA7U21A0 | Vertiv PowerIT RTS, Switched (Outlet Level), 1U, input (2) IEC60320 C20 power inlet 100-240V 16A or 20A, combi outputs (6)C13 or C19 | Vertiv PowerIT RTS, Switched (Outlet Level), 1U, input (2) IEC60320 C20 power inlet 100-240V 16A or 20A, combi outputs (6)C13 or C19 | 1634.1 |  | EUR | 11 | 36
PDU | Switched | Vertiv | VP5U21A0 | Vertiv PowerIT Rack PDU, Switched (Unit Level), EC, 1U, input IEC 60320 C20 power inlet 230V 16A, combi outlets (12)C13 or C19 | Vertiv PowerIT Rack PDU, Switched (Unit Level), EC, 1U, input IEC 60320 C20 power inlet 230V 16A, combi outlets (12)C13 or C19 | 1231.1 |  | EUR | 11 | 36
PDU | Switched | Vertiv | VP5G31A0 | Vertiv PowerIT Rack PDU, Switched (Unit Level), EC, 1U, input IEC 60309 230V 32A, combi outlets (12)C13 or C19 | Vertiv PowerIT Rack PDU, Switched (Unit Level), EC, 1U, input IEC 60309 230V 32A, combi outlets (12)C13 or C19 | 1351.6 |  | EUR | 11 | 36
PDU | Basic | Vertiv | EP0G01A1 | Vertiv PowerGo Rack PDU, Basic ,1U,10A,230V,C14*3m,C13*9,black | Vertiv PowerGo Rack PDU, Basic ,1U,10A,230V,C14*3m,C13*9,black | 85.5 |  | EUR | 11 | 36
PDU | Basic | Vertiv | EP0G81A1 | Vertiv PowerGo Rack PDU, Basic,1U,16A,230V,Schuko*3m,Schuko*8,black | Vertiv PowerGo Rack PDU, Basic,1U,16A,230V,Schuko*3m,Schuko*8,black | 77.3 |  | EUR | 11 | 36
PDU | Monitored | Vertiv | EP4G81A0 | Vertiv PowerGo Rack PDU, Monitored ,1U,16A,230V,Schuko*3m,Schuko*6,black | Vertiv PowerGo Rack PDU, Monitored ,1U,16A,230V,Schuko*3m,Schuko*6,black | 531.7 |  | EUR | 11 | 36
PDU | Monitored | Vertiv | EP4G80A0 | Vertiv PowerGo Rack PDU, Monitored ,0U,16A,230V,IEC60309*3m,C13*18 + C19*3,black | Vertiv PowerGo Rack PDU, Monitored ,0U,16A,230V,IEC60309*3m,C13*18 + C19*3,black | 552 |  | EUR | 11 | 36
PDU | Basic | Vertiv | EP0G01A0 | Vertiv PowerGo Rack PDU, Basic ,1U,10A,230V,C14*3m,Schuko*8,black | Vertiv PowerGo Rack PDU, Basic ,1U,10A,230V,C14*3m,Schuko*8,black | 84.7 |  | EUR | 11 | 36
PDU | Basic | Vertiv | EP0G81A0 | Vertiv PowerGo Rack PDU, Basic ,1U,16A,230V,Schuko*3m,C13*9,black | Vertiv PowerGo Rack PDU, Basic ,1U,16A,230V,Schuko*3m,C13*9,black | 106.7 |  | EUR | 11 | 36
PDU | Basic | Vertiv | EP0G90A0 | Vertiv PowerGo Rack PDU, Basic ,0U,32A,230V,IEC60309*3m,C13*20+C19*4,Breaker,black | Vertiv PowerGo Rack PDU, Basic ,0U,32A,230V,IEC60309*3m,C13*20+C19*4,Breaker,black | 294.7 |  | EUR | 11 | 36
PDU | Monitored | Vertiv | EP4G90A0 | Vertiv PowerGo Rack PDU, Monitored ,0U,32A,230V,IEC60309*3m,C13*20 + C19*4, Breaker,black | Vertiv PowerGo Rack PDU, Monitored ,0U,32A,230V,IEC60309*3m,C13*20 + C19*4, Breaker,black | 496.7 |  | EUR | 11 | 36
PDU | Monitored | Vertiv | EP4G90A1 | Vertiv PowerGo Rack PDU, Monitored ,0U,32A,230V/400V,IEC60309*3m,C13*30 + C19*6, Breaker,black | Vertiv PowerGo Rack PDU, Monitored ,0U,32A,230V/400V,IEC60309*3m,C13*30 + C19*6, Breaker,black | 984.4 |  | EUR | 11 | 36
PDU | Basic | Vertiv | EP0G80A0 | Vertiv PowerGo Rack PDU, Basic ,0U,16A,230V,IEC60309*3m,C13*20+C19*4,black | Vertiv PowerGo Rack PDU, Basic ,0U,16A,230V,IEC60309*3m,C13*20+C19*4,black | 286.6 |  | EUR | 11 | 36
PDU | Basic | Vertiv | EP0G80A1 | Vertiv PowerGo Rack PDU, Basic ,0U,16A,230V,Schuko*3m,Schuko*14,black | Vertiv PowerGo Rack PDU, Basic ,0U,16A,230V,Schuko*3m,Schuko*14,black | 216.6 |  | EUR | 11 | 36
PDU | Basic | Vertiv | EP0G80A2 | Vertiv PowerGo Rack PDU, Basic ,0U,16A,230V/400V,IEC60309*3m,C13*36+C19*6,black | Vertiv PowerGo Rack PDU, Basic ,0U,16A,230V/400V,IEC60309*3m,C13*36+C19*6,black | 587.9 |  | EUR | 11 | 36
PDU | Basic | Vertiv | EP0G90A1 | Vertiv PowerGo Rack PDU,Basic ,0U,32A,230V,IEC60309*3m,Schuko*18 ,Breaker,black | Vertiv PowerGo Rack PDU,Basic ,0U,32A,230V,IEC60309*3m,Schuko*18 ,Breaker,black | 263.8 |  | EUR | 11 | 36
PDU | Basic | Vertiv | EP0G90A2 | Vertiv PowerGo Rack PDU, Basic ,0U,32A,230V/400V,IEC60309*3m,C13*30+C19*12,Breaker,black | Vertiv PowerGo Rack PDU, Basic ,0U,32A,230V/400V,IEC60309*3m,C13*30+C19*12,Breaker,black | 806.1 |  | EUR | 11 | 36
PDU | Monitored | Vertiv | EP4G80A1 | Vertiv PowerGo Rack PDU, Monitored ,0U,16A,230V/400V,IEC60309*3m,C13*21 + C19*3, black | Vertiv PowerGo Rack PDU, Monitored ,0U,16A,230V/400V,IEC60309*3m,C13*21 + C19*3, black | 742.6 |  | EUR | 11 | 36
PDU | Monitored | Vertiv | EP4G80A2 | Vertiv PowerGo Rack PDU, Monitored ,0U,16A,220V/380V,IEC60309*3m,C13*30 + C19*6, black | Vertiv PowerGo Rack PDU, Monitored ,0U,16A,220V/380V,IEC60309*3m,C13*30 + C19*6, black | 587 |  | EUR | 11 | 36
PDU | Monitored | Vertiv | EP4G81A2 | Vertiv PowerGo Rack PDU, Monitored ,1U,16A,230V,IEC60309*3m,C13*8,black | Vertiv PowerGo Rack PDU, Monitored ,1U,16A,230V,IEC60309*3m,C13*8,black | 386.7 |  | EUR | 11 | 36
PDU | Switched | Vertiv | EP5G80A0 | Vertiv PowerGo Rack PDU, Switched ,0U,16A,230V,IEC60309*3m,C13*20 + C19*4, black | Vertiv PowerGo Rack PDU, Switched ,0U,16A,230V,IEC60309*3m,C13*20 + C19*4, black | 872.8 |  | EUR | 11 | 36
PDU | Switched | Vertiv | EP5G80A1 | Vertiv PowerGo Rack PDU, Switched ,0U,16A,230V/400V,IEC60309*3m,C13*24 + C19*6, black | Vertiv PowerGo Rack PDU, Switched ,0U,16A,230V/400V,IEC60309*3m,C13*24 + C19*6, black | 1045.4 |  | EUR | 11 | 36
PDU | Switched | Vertiv | EP5G90A0 | Vertiv PowerGo Rack PDU, Switched ,0U,32A,230V,IEC60309*3m,C13*20 + C19*4,Breaker, black | Vertiv PowerGo Rack PDU, Switched ,0U,32A,230V,IEC60309*3m,C13*20 + C19*4,Breaker, black | 903.8 |  | EUR | 11 | 36
PDU | Switched | Vertiv | EP5G90A1 | Vertiv PowerGo Rack PDU, Switched ,0U,32A,230V/400V,IEC60309*3m,C13*18 + C19*6, Breaker,black | Vertiv PowerGo Rack PDU, Switched ,0U,32A,230V/400V,IEC60309*3m,C13*18 + C19*6, Breaker,black | 1278.3 |  | EUR | 11 | 36
PDU | Switched | Vertiv | EP5G90A2 | Vertiv PowerGo Rack PDU, Switched ,0U,32A,230V/400V,IEC60309*3m,C13*30 + C19*6, Breaker,black | Vertiv PowerGo Rack PDU, Switched ,0U,32A,230V/400V,IEC60309*3m,C13*30 + C19*6, Breaker,black | 1579.5 |  | EUR | 11 | 36
PDU | Monitored | Vertiv | VP4G30AF | Vertiv PowerIT Rack PDU, Monitored (Unit Level), EC, 0U, input IEC 60309 230/400V 3x32A, combi outlets (36)C13 or C19 | Vertiv PowerIT Rack PDU, Monitored (Unit Level), EC, 0U, input IEC 60309 230/400V 3x32A, combi outlets (36)C13 or C19 | 1424.9 |  | EUR | 11 | 36
PDU | Monitored | Vertiv | VP6G30A9 | Vertiv PowerIT Rack PDU, Monitored (Outlet Level), EC, 0U, input IEC 60309 230V 32A, locking outlets (30)C13 (6)C19 | Vertiv PowerIT Rack PDU, Monitored (Outlet Level), EC, 0U, input IEC 60309 230V 32A, locking outlets (30)C13 (6)C19 | 2403.5 |  | EUR | 11 | 36
PDU | Switched | Vertiv | VP7G20A3 | Vertiv PowerIT Rack PDU, Switched (Outlet Level), EC, 0U, input IEC 60309 230/400V 3x16A, locking outlets (30)C13 (6)C19 | Vertiv PowerIT Rack PDU, Switched (Outlet Level), EC, 0U, input IEC 60309 230/400V 3x16A, locking outlets (30)C13 (6)C19 | 2287.9 |  | EUR | 11 | 36
PDU | Switched | Vertiv | VP7G30A0 | Vertiv PowerIT Rack PDU, Switched (Outlet Level), EC, 0U, input IEC 60309 230/400V 3x32A, locking outlets (30)C13 (6)C19 | Vertiv PowerIT Rack PDU, Switched (Outlet Level), EC, 0U, input IEC 60309 230/400V 3x32A, locking outlets (30)C13 (6)C19 | 2661.6 |  | EUR | 11 | 36
PDU | Switched | Vertiv | VP7G30A7 | Vertiv PowerIT Rack PDU, Switched (Outlet Level), EC, 0U, input IEC 60309 230V 32A, locking outlets (20)C13 (4)C19 | Vertiv PowerIT Rack PDU, Switched (Outlet Level), EC, 0U, input IEC 60309 230V 32A, locking outlets (20)C13 (4)C19 | 1748.1 |  | EUR | 11 | 36
PDU | Monitored | Vertiv | VP4G30AK | Vertiv PowerIT Rack PDU, Monitored (Unit Level), EC, 0U, input IEC 60309 230V 32A, combi outlets (36)C13 or C19 | Vertiv PowerIT Rack PDU, Monitored (Unit Level), EC, 0U, input IEC 60309 230V 32A, combi outlets (36)C13 or C19 | 983.6 |  | EUR | 11 | 36
PDU | Monitored | Vertiv | VP4G30AP | Vertiv PowerIT Rack PDU, Monitored (Unit Level), EC, 0U, input IEC 60309 230/400V 3x32A, RCM, combi outlets (36)C13 or C19 | Vertiv PowerIT Rack PDU, Monitored (Unit Level), EC, 0U, input IEC 60309 230/400V 3x32A, RCM, combi outlets (36)C13 or C19 | 1595 |  | EUR | 11 | 36
PDU | Switched | Vertiv | VP7G30AH | Vertiv PowerIT Rack PDU, Switched (Outlet Level), EC, 0U, 32A, 230/400V, input IEC 60309, Combi Outlets (36)C13/C19 | Vertiv PowerIT Rack PDU, Switched (Outlet Level), EC, 0U, 32A, 230/400V, input IEC 60309, Combi Outlets (36)C13/C19 | 2499.6 |  | EUR | 11 | 36
PDU | Monitored | Vertiv | VP4G30AR | Vertiv PowerIT Rack PDU, Monitored (Unit Level), EC, 0U, input IEC 60309 230V 32A, outlets (36)C13 (6)C19 | Vertiv PowerIT Rack PDU, Monitored (Unit Level), EC, 0U, input IEC 60309 230V 32A, outlets (36)C13 (6)C19 | 881.8 |  | EUR | 11 | 36
PDU | Monitored | Vertiv | VP4G20AD | Vertiv PowerIT Rack PDU, Monitored (Unit Level), EC, 0U, input IEC 60320 C20 power inlet 230V 16A, outlets (18)C13 (2)C19 | Vertiv PowerIT Rack PDU, Monitored (Unit Level), EC, 0U, input IEC 60320 C20 power inlet 230V 16A, outlets (18)C13 (2)C19 | 696.1 |  | EUR | 11 | 36
PDU | Monitored | Vertiv | VP4G20AE | Vertiv PowerIT Rack PDU, Monitored (Unit Level), EC, 0U, input IEC 60309 230/400V 3x16A, outlets (36)C13 (6)C19 | Vertiv PowerIT Rack PDU, Monitored (Unit Level), EC, 0U, input IEC 60309 230/400V 3x16A, outlets (36)C13 (6)C19 | 950.2 |  | EUR | 11 | 36
PDU | Monitored | Vertiv | VP4G30AS | Vertiv PowerIT Rack PDU, Monitored (Unit Level), EC, 0U, input IEC 60309 230/400V 3x32A, outlets (30)C13 (12)C19 | Vertiv PowerIT Rack PDU, Monitored (Unit Level), EC, 0U, input IEC 60309 230/400V 3x32A, outlets (30)C13 (12)C19 | 1493.2 |  | EUR | 11 | 36
PDU | Switched | Vertiv | VP5G30A7 | Vertiv PowerIT Rack PDU, Switched (Unit Level), EC, 0U, input IEC 60309 230V 32A, locking outlets (20)C13 (4)C19 | Vertiv PowerIT Rack PDU, Switched (Unit Level), EC, 0U, input IEC 60309 230V 32A, locking outlets (20)C13 (4)C19 | 1731 |  | EUR | 11 | 36
PDU | Switched | Vertiv | VP5G20AG | Vertiv PowerIT Rack PDU, Switched (Unit Level), EC, 0U, input IEC 60320 C20 power inlet 230V 16A, locking outlets (21)C13 (3)C19 | Vertiv PowerIT Rack PDU, Switched (Unit Level), EC, 0U, input IEC 60320 C20 power inlet 230V 16A, locking outlets (21)C13 (3)C19 | 1647.9 |  | EUR | 11 | 36
Rack | Rack 42U | Vertiv | VR3100 | Rack 42U 1998mm (78.6”)H x 600mm (23.62”)W x 1115mm (43.89”)D with (1) 77% Perforated Locking Front Door, (2) 77% Perforated Split Locking Rear Doors, Color RAL 7021 Black gray | Rack 42U 1998mm (78.6”)H x 600mm (23.62”)W x 1115mm (43.89”)D with (1) 77% Perforated Locking Front Door, (2) 77% Perforated Split Locking Rear Doors, (2) pair 19” Mounting Rails,(4)Split Side Panels with locking slam latch, Toolless Removeable Top Panel, Casters and Leveling Feet, (2) Full Height PDU/Cable Mgt Brackets, (1) Baying Kit, (50) M6 Cage Nuts and Screws, Color RAL 7021 Black gray | 1597 |  | EUR |  | 36
Rack | Rack 42U | Vertiv | VR3300 | Rack 42U 1998mm (78.6”)H x 600mm (23.62”)W x 1215mm (47.83”)D with (1) 77% Perforated Locking Front Door, (2) 77% Perforated Split Locking Rear Doors, Color RAL 7021 Black gray | Rack 42U 1998mm (78.6”)H x 600mm (23.62”)W x 1215mm (47.83”)D with (1) 77% Perforated Locking Front Door, (2) 77% Perforated Split Locking Rear Doors, (2) pair 19” Mounting Rails,(4)Split Side Panels with locking slam latch, Toolless Removeable Top Panel, Casters and Leveling Feet, (2) Full Height PDU/Cable Mgt Brackets, (1) Baying Kit, (50) M6 Cage Nuts and Screws, Color RAL 7021 Black gray | 1904.4 |  | EUR |  | 36
Rack | Rack 42U | Vertiv | VR3150 | Rack 42U 1998mm (1998”)H x 800mm (31.50”)W x 1115mm (43.89”)D with (1) 77% Perforated Locking Front Door, (2) 77% Perforated Split Locking Rear Doors, Color RAL 7021 Black gray | Rack 42U 1998mm (1998”)H x 800mm (31.50”)W x 1115mm (43.89”)D with (1) 77% Perforated Locking Front Door, (2) 77% Perforated Split Locking Rear Doors, (2) pair 19” Mounting Rails,(4)Split Side Panels with locking slam latch, Toolless Removeable Top Panel, Casters and Leveling Feet, (2) Full Height PDU/Cable Mgt Brackets, (1) Baying Kit, (50) M6 Cage Nuts and Screws, Color RAL 7021 Black gray | 1954.1 |  | EUR |  | 36
Rack | Rack 42U | Vertiv | VR3350 | Rack 42U 1998mm (78.6”)H x 800mm (31.50”)W x 1215mm (47.83”)D with (1) 77% Perforated Locking Front Door, (2) 77% Perforated Split Locking Rear Doors, Color RAL 7021 Black gray | Rack 42U 1998mm (78.6”)H x 800mm (31.50”)W x 1215mm (47.83”)D with (1) 77% Perforated Locking Front Door, (2) 77% Perforated Split Locking Rear Doors, (2) pair 19” Mounting Rails,(4)Split Side Panels with locking slam latch, Toolless Removeable Top Panel, Casters and Leveling Feet, (2) Full Height PDU/Cable Mgt Brackets, (1) Baying Kit, (50) M6 Cage Nuts and Screws, Color RAL 7021 Black gray | 2500.6 |  | EUR |  | 36
Rack | Rack 48U | Vertiv | VR3107 | Rack 48U 2265mm (96.16”)H x 600mm (23.62”)W x 1115mm (43.89”)D with (1) 77% Perforated Locking Front Door, (2) 77% Perforated Split Locking Rear Doors, Color RAL 7021 Black gray | Rack 48U 2265mm (96.16”)H x 600mm (23.62”)W x 1115mm (43.89”)D with (1) 77% Perforated Locking Front Door, (2) 77% Perforated Split Locking Rear Doors, (2) pair 19” Mounting Rails,(4)Split Side Panels with locking slam latch, Toolless Removeable Top Panel, Casters and Leveling Feet, (2) Full Height PDU/Cable Mgt Brackets, (1) Baying Kit, (50) M6 Cage Nuts and Screws, Color RAL 7021 Black gray | 1840.2 |  | EUR |  | 36
Rack | Rack 48U | Vertiv | VR3307 | Rack 48U 2265mm (96.16”)H x 600mm (23.62”)W x 1215mm (47.83”)D with (1) 77% Perforated Locking Front Door, (2) 77% Perforated Split Locking Rear Doors, Color RAL 7021 Black gray | Rack 48U 2265mm (96.16”)H x 600mm (23.62”)W x 1215mm (47.83”)D with (1) 77% Perforated Locking Front Door, (2) 77% Perforated Split Locking Rear Doors, (2) pair 19” Mounting Rails,(4)Split Side Panels with locking slam latch, Toolless Removeable Top Panel, Casters and Leveling Feet, (2) Full Height PDU/Cable Mgt Brackets, (1) Baying Kit, (50) M6 Cage Nuts and Screws, Color RAL 7021 Black gray | 2360.8 |  | EUR |  | 36
Rack | Rack 48U | Vertiv | VR3157 | Rack 48U 2265mm (96.16”)H x 800mm (31.50”)W x 1115mm (43.89”)D with (1) 77% Perforated Locking Front Door, (2) 77% Perforated Split Locking Rear Doors, Color RAL 7021 Black gray | Rack 48U 2265mm (96.16”)H x 800mm (31.50”)W x 1115mm (43.89”)D with (1) 77% Perforated Locking Front Door, (2) 77% Perforated Split Locking Rear Doors, (2) pair 19” Mounting Rails,(4)Split Side Panels with locking slam latch, Toolless Removeable Top Panel, Casters and Leveling Feet, (2) Full Height PDU/Cable Mgt Brackets, (1) Baying Kit, (50) M6 Cage Nuts and Screws, Color RAL 7021 Black gray | 2292.5 |  | EUR |  | 36
Rack | Rack 48U | Vertiv | VR3357 | Rack 48U 2265mm (96.16”)H x 800mm (31.50”)W x 1215mm (47.83”)D with (1) 77% Perforated Locking Front Door, (2) 77% Perforated Split Locking Rear Doors, Color RAL 7021 Black gray | Rack 48U 2265mm (96.16”)H x 800mm (31.50”)W x 1215mm (47.83”)D with (1) 77% Perforated Locking Front Door, (2) 77% Perforated Split Locking Rear Doors, (2) pair 19” Mounting Rails,(4)Split Side Panels with locking slam latch, Toolless Removeable Top Panel, Casters and Leveling Feet, (2) Full Height PDU/Cable Mgt Brackets, (1) Baying Kit, (50) M6 Cage Nuts and Screws, Color RAL 7021 Black gray | 2900.1 |  | EUR |  | 36
Cooling | Rack Cooling | Vertiv | VRC202KIT-N | VRC Split 230V (CE) STD Temp | VRC Split 230V (CE) STD Temp | 5773.2 |  | EUR | 85 | 12
Cooling | Rack Cooling | Vertiv | VRC202KIT-L | VRC Split 230V (CE) LOW Temp | VRC Split 230V (CE) LOW Temp | 7040.1 |  | EUR | 85 | 12
Cooling | Rack Cooling | Vertiv | VRC102KIT | VRC Self Contained 230V (CE) | VRC Self Contained 230V (CE) | 6125.1 |  | EUR | 85 | 12
Cooling | Smart Solution | Vertiv | VS3350I | Vertiv Smart Cabinet ID, 3.5kW /42U | Vertiv Smart Cabinet ID, 3.5kW /42U | 16526.9 |  | EUR | 40 | 12
Cooling | Smart Solution | Vertiv | VS3354I | Vertiv Smart Cabinet ID, 3.5kW /24U | Vertiv Smart Cabinet ID, 3.5kW /24U | 14888.5 |  | EUR | 40 | 12
Cooling | Smart Solution | Vertiv | VS3750I | Vertiv Smart Cabinet ID, 7kW /42U | Vertiv Smart Cabinet ID, 7kW /42U | 18098 |  | EUR | 85 | 12
Cooling | Integrated Solutions | Vertiv | ZCL03C | Low ambient condenser >-34°C for Smart Cabinet ID | Low ambient condenser >-34°C for Smart Cabinet ID | 4508.5 |  | EUR | 85 | 12
Cooling | Integrated Solutions | Vertiv | ZCL07C | Low ambient condenser >-34°C for Smart Cabinet ID | Low ambient condenser >-34°C for Smart Cabinet ID | 5555.9 |  | EUR | 85 | 12
Cooling | Integrated Solutions | Vertiv | VSC42EX30PLANN | Vertiv SmartCloset, 42U, line interactive 3kW UPS, 230V, with networking card. | Vertiv SmartCloset, 42U, line interactive 3kW UPS, 230V, with networking card. | 3702.2 |  | EUR | 40 | 12
Cooling | Integrated Solutions | Vertiv | VSC42EX30PLAMV | Vertiv SmartCloset, 42U, monitored rPDU, line interactive 3kW UPS, 230V, with networking card. | Vertiv SmartCloset, 42U, monitored rPDU, line interactive 3kW UPS, 230V, with networking card. | 4544.7 |  | EUR | 51 | 12
Cooling | Integrated Solutions | Vertiv | VSC42EX30PLASV | Vertiv SmartCloset, 42U, switched rPDU, line interactive 3kW UPS, 230V, with networking card. | Vertiv SmartCloset, 42U, switched rPDU, line interactive 3kW UPS, 230V, with networking card. | 5842.6 |  | EUR | 51 | 12
Cooling | Integrated Solutions | Vertiv | VSC42EX30GLANN | Vertiv SmartCloset, 42U, online 3kW UPS, 230V, with networking card. | Vertiv SmartCloset, 42U, online 3kW UPS, 230V, with networking card. | 3787.1 |  | EUR | 40 | 12
Cooling | Integrated Solutions | Vertiv | VSC42EX30GLAMV | Vertiv SmartCloset, 42U, monitored rPDU, online 3kW UPS, 230V, with networking card. | Vertiv SmartCloset, 42U, monitored rPDU, online 3kW UPS, 230V, with networking card. | 4629.6 |  | EUR | 51 | 12
Cooling | Integrated Solutions | Vertiv | VSC42EX30GLASV | Vertiv SmartCloset, 42U, switched rPDU, online 3kW UPS, 230V, with networking card. | Vertiv SmartCloset, 42U, switched rPDU, online 3kW UPS, 230V, with networking card. | 5927.4 |  | EUR | 51 | 12
Cooling | Integrated Solutions | Vertiv | VSC42EX30GLINN | Vertiv SmartCloset, 42U, online 3kW Li UPS, 230V, with networking card. | Vertiv SmartCloset, 42U, online 3kW Li UPS, 230V, with networking card. | 7723.2 |  | EUR | 40 | 12
Cooling | Integrated Solutions | Vertiv | VSC42EX30GLIMV | Vertiv SmartCloset, 42U, monitored rPDU, online 3kW Li UPS, 230V, with networking card. | Vertiv SmartCloset, 42U, monitored rPDU, online 3kW Li UPS, 230V, with networking card. | 8565.7 |  | EUR | 51 | 12
Cooling | Integrated Solutions | Vertiv | VSC42EX30GLISV | Vertiv SmartCloset, 42U, switched rPDU, online 3kW Li UPS, 230V, with networking card. | Vertiv SmartCloset, 42U, switched rPDU, online 3kW Li UPS, 230V, with networking card. | 9863.6 |  | EUR | 51 | 12
Rack | Accesorii rack | Vertiv | VRA1000 | 1U Horizontal Cable Organizer with Metal D Rings (Qty 1) | 1U Horizontal Cable Organizer with Metal D Rings (Qty 1) | 57.8 |  | EUR |  | 24
Rack | Accesorii rack | Vertiv | VRA1001 | 2U Horizontal Cable Organizer 2U with Metal D Rings (Qty 1) | 2U Horizontal Cable Organizer 2U with Metal D Rings (Qty 1) | 66 |  | EUR |  | 24
Rack | Accesorii rack | Vertiv | VRA1002 | 1U x 4" Deep Horizontal Cable Manager, Single-Sided with Cover (Qty 1) | 1U x 4" Deep Horizontal Cable Manager, Single-Sided with Cover (Qty 1) | 57.8 |  | EUR |  | 24
Rack | Accesorii rack | Vertiv | VRA1003 | 2U x 4" Deep Horizontal Cable Manager, Single-Sided with Cover (Qty 1) | 2U x 4" Deep Horizontal Cable Manager, Single-Sided with Cover (Qty 1) | 85.5 |  | EUR |  | 24
Rack | Accesorii rack | Vertiv | VRA1004 | Tool Less Cable Management -Lobster Claw (Qty 10) | Tool Less Cable Management -Lobster Claw (Qty 10) | 40.7 |  | EUR |  | 24
Rack | Accesorii rack | Vertiv | VRA1005 | Tool Less Cable Management - Velcro Strap (Qty 10) | Tool Less Cable Management - Velcro Strap (Qty 10) | 42.3 |  | EUR |  | 24
Rack | Accesorii rack | Vertiv | VRA1006 | Tool Less Cable Management -Lobster Claw (Qty 100) | Tool Less Cable Management -Lobster Claw (Qty 100) | 346 |  | EUR |  | 24
Rack | Accesorii rack | Vertiv | VRA1007 | Tool Less Cable Management - Velcro Strap (Qty 100) | Tool Less Cable Management - Velcro Strap (Qty 100) | 367.2 |  | EUR |  | 24
Rack | Accesorii rack | Vertiv | VRA1008 | Toolless D-Rings small (Qty 10) | Toolless D-Rings small (Qty 10) | 50.5 |  | EUR |  | 24
Rack | Accesorii rack | Vertiv | VRA1009 | Toolless D-Rings small (Qty 100) | Toolless D-Rings small (Qty 100) | 394.1 |  | EUR |  | 24
Rack | Accesorii rack | Vertiv | VRA1010 | Toolless D-Rings Large (Qty 10) | Toolless D-Rings Large (Qty 10) | 60.3 |  | EUR |  | 24
Rack | Accesorii rack | Vertiv | VRA1011 | Toolless D-Rings Large (Qty 100) | Toolless D-Rings Large (Qty 100) | 552.8 |  | EUR |  | 24
Rack | Accesorii rack | Vertiv | VRA1013 | Horizontal Cable Organizer Side Channel 20 to 33 inch adjustment (Qty 1) | Horizontal Cable Organizer Side Channel 20 to 33 inch adjustment (Qty 1) | 66 |  | EUR |  | 24
Rack | Accesorii rack | Vertiv | VRA1024 | Horizontal Cable Organizer Side Channel 22 to 38 inch adjustment (Qty 1) | Horizontal Cable Organizer Side Channel 22 to 38 inch adjustment (Qty 1) | 85.5 |  | EUR |  | 24
Rack | Accesorii rack | Vertiv | VRA1014 | Vertical Cable Manager 600mm Wide 42U (Qty 2) | Vertical Cable Manager 600mm Wide 42U (Qty 2) | 149.8 |  | EUR |  | 24
Rack | Accesorii rack | Vertiv | VRA1015 | Vertical Cable Manager for 600mm Wide 48U (Qty 2) | Vertical Cable Manager for 600mm Wide 48U (Qty 2) | 169.4 |  | EUR |  | 24
Rack | Accesorii rack | Vertiv | VRA1016 | Vertical Cable Manager for 800mm Wide 42U (Qty 2) | Vertical Cable Manager for 800mm Wide 42U (Qty 2) | 224.7 |  | EUR |  | 24
Rack | Accesorii rack | Vertiv | VRA1017 | Vertical Cable Manager for 800mm Wide 48U (Qty 2) | Vertical Cable Manager for 800mm Wide 48U (Qty 2) | 252.4 |  | EUR |  | 24
Rack | Accesorii rack | Vertiv | VRA1018 | Hinged Covers 800mm Wide 42U Vertical Cable Manager (Qty 2) | Hinged Covers 800mm Wide 42U Vertical Cable Manager (Qty 2) | 85.5 |  | EUR |  | 24
Rack | Accesorii rack | Vertiv | VRA1020 | Hinged Covers 800mm Wide 48U Vertical Cable Manager (Qty 2) | Hinged Covers 800mm Wide 48U Vertical Cable Manager (Qty 2) | 114 |  | EUR |  | 24
Rack | Accesorii rack | Vertiv | VRA1021 | Vertical Cable Organizer, 8 Cable Rings, Zero U (Qty 2) | Vertical Cable Organizer, 8 Cable Rings, Zero U (Qty 2) | 122.9 |  | EUR |  | 24
Rack | Accesorii rack | Vertiv | VRA1022 | 2U x 6" Deep Horizontal Cable Manager, Single-Sided with Cover (Qty 1) | 2U x 6" Deep Horizontal Cable Manager, Single-Sided with Cover (Qty 1) | 76.5 |  | EUR |  | 24
Rack | Accesorii rack | Vertiv | VRA1023 | 1U x 6" Deept Horizontal Cable Manager, Single-Sided with Cover (Qty 1) | 1U x 6" Deept Horizontal Cable Manager, Single-Sided with Cover (Qty 1) | 66 |  | EUR |  | 24
Rack | Accesorii rack | Vertiv | VRA2000 | 1U 19" Black Plastic Toolless Airflow Blanking Panel (Qty 10) | 1U 19" Black Plastic Toolless Airflow Blanking Panel (Qty 10) | 54.6 |  | EUR |  | 24
Rack | Accesorii rack | Vertiv | VRA2001 | 1U 19" Black Plastic Toolless Airflow Blanking Panel (Qty 200) | 1U 19" Black Plastic Toolless Airflow Blanking Panel (Qty 200) | 1016.9 |  | EUR |  | 24
Rack | Accesorii rack | Vertiv | VRA2002 | 19" Sheet Metal Airflow Blanking Panel Kit (1U, 2U, 4U, 8U) Black (Qty 1 ea. Size) | 19" Sheet Metal Airflow Blanking Panel Kit (1U, 2U, 4U, 8U) Black (Qty 1 ea. Size) | 104.2 |  | EUR |  | 24
Rack | Accesorii rack | Vertiv | VRA2003 | 1U 19" Sheet Metal Airflow Blanking Panel Kit Black (Qty 2) Black | 1U 19" Sheet Metal Airflow Blanking Panel Kit Black (Qty 2) Black | 35 |  | EUR |  | 24
Rack | Accesorii rack | Vertiv | VRA2004 | Air Recirculation Prevention Kit | Air Recirculation Prevention Kit | 94.4 |  | EUR |  | 24
Rack | Accesorii rack | Vertiv | VRA2005 | 19" Rail Brush Strips, 800mm Wide (Qty 12) | 19" Rail Brush Strips, 800mm Wide (Qty 12) | 335.5 |  | EUR |  | 24
Rack | Accesorii rack | Vertiv | VRA2006 | Cable Pass Through Brush Kit for Top Panel (Qty 8) | Cable Pass Through Brush Kit for Top Panel (Qty 8) | 72.5 |  | EUR |  | 24
Rack | Accesorii rack | Vertiv | VRA3000 | 1U Depth Adjustable Fixed shelf 250Lbs Black (Qty 1) | 1U Depth Adjustable Fixed shelf 250Lbs Black (Qty 1) | 122.9 |  | EUR |  | 24
Rack | Accesorii rack | Vertiv | VRA3001 | 2U 19" Cantilever Fixed Shelf 50Lbs Black (Qty 1) | 2U 19" Cantilever Fixed Shelf 50Lbs Black (Qty 1) | 76.5 |  | EUR |  | 24
Rack | Accesorii rack | Vertiv | VRA3002 | 1U Depth Adjustable Sliding Shelf 100lbs Black (Qty 1) | 1U Depth Adjustable Sliding Shelf 100lbs Black (Qty 1) | 342.8 |  | EUR |  | 24
Rack | Accesorii rack | Vertiv | VRA3003 | 1U Depth Adjustable Sliding Shelf 200lbs Black (Qty 1) | 1U Depth Adjustable Sliding Shelf 200lbs Black (Qty 1) | 640.8 |  | EUR |  | 24
Rack | Accesorii rack | Vertiv | VRA3004 | 1U Depth Adjustable Equipment Support Rails 100lbs (Qty 2) | 1U Depth Adjustable Equipment Support Rails 100lbs (Qty 2) | 40.7 |  | EUR |  | 24
Rack | Accesorii rack | Vertiv | VRA4000 | VR Bolt Down Brackets (Qty 2) | VR Bolt Down Brackets (Qty 2) | 30.9 |  | EUR |  | 24
Rack | Accesorii rack | Vertiv | VRA4001 | VR Anti Tip Stabilizer Plate for 600mm/800mm Wide Racks (Qty 2) | VR Anti Tip Stabilizer Plate for 600mm/800mm Wide Racks (Qty 2) | 76.5 |  | EUR |  | 24
Rack | Accesorii rack | Vertiv | VRA5000 | Mounting Hardware (Qty 50 M6 cage nuts, screws, washers) | Mounting Hardware (Qty 50 M6 cage nuts, screws, washers) | 48.9 |  | EUR |  | 24
Rack | Accesorii rack | Vertiv | VRA5001 | 10-32 Cage Nuts (Qty 50) | 10-32 Cage Nuts (Qty 50) | 57.8 |  | EUR |  | 24
Rack | Accesorii rack | Vertiv | VRA5002 | Baying Hardware Kit (1 Kit) | Baying Hardware Kit (1 Kit) | 21.2 |  | EUR |  | 24
Rack | Accesorii rack | Vertiv | VRA5003 | Baying Gasket kit | Baying Gasket kit | 57 |  | EUR |  | 24
Rack | Accesorii rack | Vertiv | VRA5004 | Zero U Accessory Mounting Bracket Qty (Qty 2) | Zero U Accessory Mounting Bracket Qty (Qty 2) | 57.8 |  | EUR |  | 24
Rack | Accesorii rack | Vertiv | VRA6001 | 42U x 600mm Wide Single Perforated Door Black (Qty 1) | 42U x 600mm Wide Single Perforated Door Black (Qty 1) | 297.2 |  | EUR |  | 24
Rack | Accesorii rack | Vertiv | VRA6002 | 42U x 800mm Wide Single Perforated Door Black (Qty 1) | 42U x 800mm Wide Single Perforated Door Black (Qty 1) | 286.6 |  | EUR |  | 24
Rack | Accesorii rack | Vertiv | VRA6003 | 48U x 600mm Wide Single Perforated Door Black (Qty 1) | 48U x 600mm Wide Single Perforated Door Black (Qty 1) | 315.9 |  | EUR |  | 24
Rack | Accesorii rack | Vertiv | VRA6004 | 48U x 800mm Wide Single Perforated Door Black (Qty1) | 48U x 800mm Wide Single Perforated Door Black (Qty1) | 362.3 |  | EUR |  | 24
Rack | Accesorii rack | Vertiv | VRA6005 | 42U x 600mm Wide Split Perforated Doors Black (Qty 2) | 42U x 600mm Wide Split Perforated Doors Black (Qty 2) | 257.3 |  | EUR |  | 24
Rack | Accesorii rack | Vertiv | VRA6006 | 42U x 800mm Wide Split Perforated Doors Black (Qty 2) | 42U x 800mm Wide Split Perforated Doors Black (Qty 2) | 372.1 |  | EUR |  | 24
Rack | Accesorii rack | Vertiv | VRA6007 | 48U x 600mm Wide Split Perforated Doors Black (Qty 2) | 48U x 600mm Wide Split Perforated Doors Black (Qty 2) | 342.8 |  | EUR |  | 24
Rack | Accesorii rack | Vertiv | VRA6008 | 48U x 800mm Wide Split Perforated Doors Black (Qty 2) | 48U x 800mm Wide Split Perforated Doors Black (Qty 2) | 407.9 |  | EUR |  | 24
Rack | Accesorii rack | Vertiv | VRA6009 | 42U x 1100mm Deep Split Side Panels Black (Qty 2) | 42U x 1100mm Deep Split Side Panels Black (Qty 2) | 260.5 |  | EUR |  | 24
Rack | Accesorii rack | Vertiv | VRA6010 | 42U x 1200mm Deep Split Side Panels Black (Qty 2) | 42U x 1200mm Deep Split Side Panels Black (Qty 2) | 416.9 |  | EUR |  | 24
Rack | Accesorii rack | Vertiv | VRA6011 | 48U x 1100mm Deep Split Side Panels Black (Qty 2) | 48U x 1100mm Deep Split Side Panels Black (Qty 2) | 253.2 |  | EUR |  | 24
Rack | Accesorii rack | Vertiv | VRA6012 | 48U x 1200mm Deep Split Side Panels Black (Qty 2) | 48U x 1200mm Deep Split Side Panels Black (Qty 2) | 435.6 |  | EUR |  | 24
Rack | Accesorii rack | Vertiv | VRA6013 | 42U x 600mm Wide 19" Server Rails Square Hole Black (Qty 2) | 42U x 600mm Wide 19" Server Rails Square Hole Black (Qty 2) | 95.3 |  | EUR |  | 24
Rack | Accesorii rack | Vertiv | VRA6014 | 42U x 800mm Wide 19" Server Rails Square Hole Black (Qty 2) | 42U x 800mm Wide 19" Server Rails Square Hole Black (Qty 2) | 158 |  | EUR |  | 24
Rack | Accesorii rack | Vertiv | VRA6015 | 48U x 600mm Wide Server Rails Square Hole Black (Qty 2) | 48U x 600mm Wide Server Rails Square Hole Black (Qty 2) | 109.1 |  | EUR |  | 24
Rack | Accesorii rack | Vertiv | VRA6016 | 48U x 800mm Wide 19" Server Rails Square Hole Black (Qty 2) | 48U x 800mm Wide 19" Server Rails Square Hole Black (Qty 2) | 177.5 |  | EUR |  | 24
Rack | Accesorii rack | Vertiv | VRA6025 | 42U 4" Wide PDU/Cable Management Bracket Black (Qty 2) | 42U 4" Wide PDU/Cable Management Bracket Black (Qty 2) | 80.6 |  | EUR |  | 24
Rack | Accesorii rack | Vertiv | VRA6026 | 48U 4" Wide PDU/Cable Management Bracket Black (Qty 2) | 48U 4" Wide PDU/Cable Management Bracket Black (Qty 2) | 105 |  | EUR |  | 24
Rack | Accesorii rack | Vertiv | VRA6017 | 600mm Wide x 1100mm Deep Top Panel Black (Qty 1) | 600mm Wide x 1100mm Deep Top Panel Black (Qty 1) | 140 |  | EUR |  | 24
Rack | Accesorii rack | Vertiv | VRA6018 | 800mm Wide x 1100mm Deep Top Panel Black (Qty 1) | 800mm Wide x 1100mm Deep Top Panel Black (Qty 1) | 187.3 |  | EUR |  | 24
Rack | Accesorii rack | Vertiv | VRA6019 | 600mm Wide x 1200mm Deep Top Panel Black (Qty 1) | 600mm Wide x 1200mm Deep Top Panel Black (Qty 1) | 196.2 |  | EUR |  | 24
Rack | Accesorii rack | Vertiv | VRA6020 | 800mm Wide x 1200mm Deep Top Panel Black (Qty 1) | 800mm Wide x 1200mm Deep Top Panel Black (Qty 1) | 215.8 |  | EUR |  | 24
Rack | Accesorii rack | Vertiv | VRA6021 | Replacement Top Panel Grommets Black (Qty 8) | Replacement Top Panel Grommets Black (Qty 8) | 29.3 |  | EUR |  | 24
Rack | Accesorii rack | Vertiv | VRA6022 | Door Handle (Qty 1) | Door Handle (Qty 1) | 41.5 |  | EUR |  | 24
Rack | Accesorii rack | Vertiv | VRA6023 | Combination Lock Handle (Qty 2) | Combination Lock Handle (Qty 2) | 196.2 |  | EUR |  | 24
Rack | Accesorii rack | Vertiv | VRA6024 | Caster Kit (Qty 4) | Caster Kit (Qty 4) | 66 |  | EUR |  | 24
IT Management / Monitoring | Universal Management Gateway | Vertiv | UMIQ-V2 | UM KVM MODULE - VGA+SP DUAL RJ45 | UM KVM MODULE - VGA+SP DUAL RJ45 | 222.3 |  | EUR |  | 24
IT Management / Monitoring | MergePoint Unity | Vertiv | MPU2-108DAC-400 | Mergepoint Unity 2 KVM - 8-port, 1 digital remote and 1 local user paths, dual AC power supply, TAA | Mergepoint Unity 2 KVM - 8-port, 1 digital remote and 1 local user paths, dual AC power supply, TAA | 1998.9 |  | EUR | 11 | 24
IT Management / Monitoring | MergePoint Unity | Vertiv | MPU2-2016DAC-400 | Mergepoint Unity 2 KVM - 16-port, 2 digital remote and 1 local user paths, dual AC power supply, TAA | Mergepoint Unity 2 KVM - 16-port, 2 digital remote and 1 local user paths, dual AC power supply, TAA | 4382.8 |  | EUR | 11 | 24
IT Management / Monitoring | MergePoint Unity | Vertiv | MPU2-2032DAC-400 | Mergepoint Unity 2 KVM -32-port, 2 digital remote and 1 local user paths, dual AC power supply, TAA | Mergepoint Unity 2 KVM -32-port, 2 digital remote and 1 local user paths, dual AC power supply, TAA | 4969.9 |  | EUR | 11 | 24
IT Management / Monitoring | MergePoint Unity | Vertiv | MPU2-4032DAC-400 | Mergepoint Unity 2 KVM - 32-port, 4 digital remote and 1 local user paths, dual AC power supply, TAA | Mergepoint Unity 2 KVM - 32-port, 4 digital remote and 1 local user paths, dual AC power supply, TAA | 7125.9 |  | EUR | 11 | 24
IT Management / Monitoring | MergePoint Unity Interface Adapters | Vertiv | MPUIQ-VMCHD | Server Interface Module for HDMI video, USB keyboard/mouse supporting virtual media, CAC and USB2.0. | Server Interface Module for HDMI video, USB keyboard/mouse supporting virtual media, CAC and USB2.0. | 152.3 |  | EUR | 0.18 | 24
IT Management / Monitoring | MergePoint Unity Interface Adapters | Vertiv | MPUIQ-VMCHS | HIGH-RES/VM/CAC/USB2HS IQ MODULE | HIGH-RES/VM/CAC/USB2HS IQ MODULE | 152.3 |  | EUR | 0.18 | 24
IT Management / Monitoring | MergePoint Unity Interface Adapters | Vertiv | MPUIQ-VMCDV | Server Interface Module for DVI video, USB keyboard/mouse supporting virtual media, CAC and USB2.0 | Server Interface Module for DVI video, USB keyboard/mouse supporting virtual media, CAC and USB2.0 | 152.3 |  | EUR | 0.18 | 24
IT Management / Monitoring | MergePoint Unity Interface Adapters | Vertiv | MPUIQ-VMCDP | Server Interface Module for DisplayPort video, USB keyboard/mouse supporting virtual media, CAC and USB2.0. | Server Interface Module for DisplayPort video, USB keyboard/mouse supporting virtual media, CAC and USB2.0. | 152.3 |  | EUR | 0.18 | 24
IT Management / Monitoring | MergePoint Unity Interface Adapters | Vertiv | MPUIQ-SRL | MergePoint Unity switch serial IQ module | MergePoint Unity switch serial IQ module | 161.2 |  | EUR | 0.18 | 24
IT Management / Monitoring | MergePoint Unity Accessories | Vertiv | RMK-65 | Rack mounting bracket forAV3008/AV3016/AV3108/AV3216 and MPU108e | Rack mounting bracket forAV3008/AV3016/AV3108/AV3216 and MPU108e | 46.4 |  | EUR |  | 24
IT Management / Monitoring | ACS Series Accessories | Vertiv | CAB0037 | Power Cord for Europe (legacy -202 skus) & Korea (legacy -104 skus) [C13 TO CEE 7/VII, 2.5M] | Power Cord for Europe (legacy -202 skus) & Korea (legacy -104 skus) [C13 TO CEE 7/VII, 2.5M] | 26.9 |  | EUR |  | 24
IT Management / Monitoring | ACS Series Accessories | Vertiv | CAB0056 | Power Cord for UK & Ireland (legacy -201 skus), Hong Kong & Malaysia (legacy -102 skus) [C13 TO BS1363, 2.5M] | Power Cord for UK & Ireland (legacy -201 skus), Hong Kong & Malaysia (legacy -102 skus) [C13 TO BS1363, 2.5M] | 26.9 |  | EUR |  | 24
IT Management / Monitoring | ACS Series | Vertiv | ACS8008SAC-404 | 8-Port ACS8000 Console System with single AC Power Supply | 8-Port ACS8000 Console System with single AC Power Supply | 1975.2 |  | EUR | 11 | 24
IT Management / Monitoring | ACS Series | Vertiv | ACS8008SDC-400 | 8-Port ACS8000 Console System with single DC Power Supply | 8-Port ACS8000 Console System with single DC Power Supply | 2240.7 |  | EUR | 11 | 24
IT Management / Monitoring | ACS Series | Vertiv | ACS8008MDAC-404 | 8-Port ACS8000 Console System with dual AC Power Supply and Analog Modem | 8-Port ACS8000 Console System with dual AC Power Supply and Analog Modem | 2565.5 |  | EUR | 11 | 24
IT Management / Monitoring | ACS Series | Vertiv | ACS8008-EU-DAC-400 | 8 Port ACS8000 cellular with 4G/LTE dual AC Power Supply | 8 Port ACS8000 cellular with 4G/LTE dual AC Power Supply | 3506.8 |  | EUR | 11 | 24
IT Management / Monitoring | ACS Series | Vertiv | ACS8016SAC-404 | 16-Port ACS8000 Console System with single AC Power Supply | 16-Port ACS8000 Console System with single AC Power Supply | 2416.5 |  | EUR | 11 | 24
IT Management / Monitoring | ACS Series | Vertiv | ACS8016DAC-404 | 16-Port ACS8000 Console System with dual AC Power Supply | 16-Port ACS8000 Console System with dual AC Power Supply | 3058.9 |  | EUR | 11 | 24
IT Management / Monitoring | ACS Series | Vertiv | ACS8016MDAC-404 | 16-Port ACS8000 Console System with dual AC Power Supply and Analog Modem | 16-Port ACS8000 Console System with dual AC Power Supply and Analog Modem | 3162.4 |  | EUR | 11 | 24
IT Management / Monitoring | ACS Series | Vertiv | ACS8016-EU-DAC-400 | 16 Port ACS8000 cellular with 4G/LTE dual AC AC Power Supply | 16 Port ACS8000 cellular with 4G/LTE dual AC AC Power Supply | 4253.4 |  | EUR | 11 | 24
IT Management / Monitoring | ACS Series | Vertiv | ACS8032SAC-404 | 32-Port ACS8000 Console System with single AC Power Supply | 32-Port ACS8000 Console System with single AC Power Supply | 3057.3 |  | EUR | 11 | 24
IT Management / Monitoring | ACS Series | Vertiv | ACS8032MDAC-404 | 32-Port ACS8000 Console System with dual AC Power Supply and Analog Modem | 32-Port ACS8000 Console System with dual AC Power Supply and Analog Modem | 3748.6 |  | EUR | 11 | 24
IT Management / Monitoring | ACS Series | Vertiv | ACS8032MDDC-400 | 32-Port ACS8000 Console System with dual DC Power Supply and Analog Modem | 32-Port ACS8000 Console System with dual DC Power Supply and Analog Modem | 4143.5 |  | EUR | 11 | 24
IT Management / Monitoring | ACS Series | Vertiv | ACS8032-EU-DAC-400 | 32 Port ACS8000 cellular with 4G/LTE dual AC AC Power Supply | 32 Port ACS8000 cellular with 4G/LTE dual AC AC Power Supply | 4916.1 |  | EUR | 11 | 24
IT Management / Monitoring | ACS Series | Vertiv | ACS8048SAC-404 | 48-Port ACS8000 Console System with single AC Power Supply | 48-Port ACS8000 Console System with single AC Power Supply | 4254.2 |  | EUR | 11 | 24
IT Management / Monitoring | ACS Series | Vertiv | ACS8048DAC-404 | 48-Port ACS8000 Console System with dual AC Power Supply | 48-Port ACS8000 Console System with dual AC Power Supply | 4978.8 |  | EUR | 11 | 24
IT Management / Monitoring | ACS Series | Vertiv | ACS8048MDAC-404 | 48-Port ACS8000 Console System with dual AC Power Supply and Analog Modem | 48-Port ACS8000 Console System with dual AC Power Supply and Analog Modem | 4994.3 |  | EUR | 11 | 24
IT Management / Monitoring | ACS Series | Vertiv | ACS8048MDDC-404 | 48-Port ACS8000 Console System with dual DC Power Supply and Analog Modem | 48-Port ACS8000 Console System with dual DC Power Supply and Analog Modem | 5524.3 |  | EUR | 11 | 24
IT Management / Monitoring | ACS Series | Vertiv | ACS804MEAC-404 | 4-Port ACS800 Serial Console with analog modem, external AC/DC Power Brick - Jumper cord: Plug C14 to connector C13 | 4-Port ACS800 Serial Console with analog modem, external AC/DC Power Brick - Jumper cord: Plug C14 to connector C13 | 750.7 |  | EUR | 11 | 24
IT Management / Monitoring | ACS Series Accessories | Vertiv | RMK-88 | 0U Rack Mount Kit for ACS8000/ACS9000 | 0U Rack Mount Kit for ACS8000/ACS9000 | 155.5 |  | EUR |  | 24
IT Management / Monitoring | ACS Series Accessories | Vertiv | RMK-89 | 1U Rack Mount Kit for ACS8000/ACS9000 | 1U Rack Mount Kit for ACS8000/ACS9000 | 124.6 |  | EUR |  | 24
IT Management / Monitoring | ACS Series Accessories | Vertiv | RMK-91 | Rack Mount Kit, 1U tray for ACS800 | Rack Mount Kit, 1U tray for ACS800 | 311 |  | EUR |  | 24
IT Management / Monitoring | ACS Series Accessories | Vertiv | RMK-92 | Rack Mount Kit, DIN-Rail mount for ACS800 | Rack Mount Kit, DIN-Rail mount for ACS800 | 127.8 |  | EUR |  | 24
IT Management / Monitoring | ACS Series Accessories | Vertiv | RMK-93 | Rack Mount Kit, wall mount for ACS800 | Rack Mount Kit, wall mount for ACS800 | 75.7 |  | EUR |  | 24
IT Management / Monitoring | ACS Series Accessories | Vertiv | ADB0017 | RJ45 to DB25F cross converter | RJ45 to DB25F cross converter | 11.4 |  | EUR |  | 24
IT Management / Monitoring | ACS Series Accessories | Vertiv | ADB0025 | RJ45 to DB25M cross converter | RJ45 to DB25M cross converter | 11.4 |  | EUR |  | 24
IT Management / Monitoring | ACS Series Accessories | Vertiv | ADB0036 | RJ45 to DB9F cross converter | RJ45 to DB9F cross converter | 11.4 |  | EUR |  | 24
IT Management / Monitoring | ACS Series Accessories | Vertiv | ADB0037 | RJ45 to DB9M cross converter | RJ45 to DB9M cross converter | 11.4 |  | EUR |  | 24
IT Management / Monitoring | ACS Series Accessories | Vertiv | ADB0039 | RJ45 to RJ45 Sun/Cisco cross converter | RJ45 to RJ45 Sun/Cisco cross converter | 11.4 |  | EUR |  | 24
IT Management / Monitoring | ACS Series Accessories | Vertiv | ADB0040 | RJ45 to RJ45 Rackable converter | RJ45 to RJ45 Rackable converter | 11.4 |  | EUR |  | 24
IT Management / Monitoring | ACS Series Accessories | Vertiv | ADB0200 | RJ45 to DB9F s/t converter | RJ45 to DB9F s/t converter | 11.4 |  | EUR |  | 24
IT Management / Monitoring | ACS Series Accessories | Vertiv | ADB0210 | RJ45 to DB9M s/t converter | RJ45 to DB9M s/t converter | 11.4 |  | EUR |  | 24
IT Management / Monitoring | ACS Series Accessories | Vertiv | CAB0017 | RJ45 to DB25F cross cable | RJ45 to DB25F cross cable | 11.4 |  | EUR |  | 24
IT Management / Monitoring | ACS Series Accessories | Vertiv | CAB0018 | RJ45 to RJ45 s/t CAT5 cable | RJ45 to RJ45 s/t CAT5 cable | 11.4 |  | EUR |  | 24
IT Management / Monitoring | ACS Series Accessories | Vertiv | CAB0025 | RJ45 to DB25M s/t cable | RJ45 to DB25M s/t cable | 11.4 |  | EUR |  | 24
IT Management / Monitoring | ACS Series Accessories | Vertiv | CAB0036 | RJ45 to DB9F cross cable | RJ45 to DB9F cross cable | 11.4 |  | EUR |  | 24
IT Management / Monitoring | ACS Series Accessories | Vertiv | CAB0045 | RJ45 to RJ45 Sun/Cisco cross cable | RJ45 to RJ45 Sun/Cisco cross cable | 11.4 |  | EUR |  | 24
IT Management / Monitoring | ACS Series Accessories | Vertiv | CAB0046 | RJ45 to DB25M cross cable | RJ45 to DB25M cross cable | 11.4 |  | EUR |  | 24
IT Management / Monitoring | ACS Series Accessories | Vertiv | CAB0286 | Serial Cable - Cable DB-9 female to DB-9 female crossover 6 feet | Serial Cable - Cable DB-9 female to DB-9 female crossover 6 feet | 11.4 |  | EUR |  | 24
IT Management / Monitoring | ACS Series Accessories | Vertiv | CBL0034 | CSP/CCM appliance to ACS console server RJ45 adapter | CSP/CCM appliance to ACS console server RJ45 adapter | 11.4 |  | EUR |  | 24
IT Management / Monitoring | ACS Series Accessories | Vertiv | CON0091 | DB9M to DB9M gender changer | DB9M to DB9M gender changer | 11.4 |  | EUR |  | 24
IT Management / Monitoring | ACS Series Accessories | Vertiv | CON0092 | DB25F to DB25F gender changer | DB25F to DB25F gender changer | 11.4 |  | EUR |  | 24
IT Management / Monitoring | ACS Series Accessories | Vertiv | POW0030 | TSx00 terminal server power supply only (does not include power cord) | TSx00 terminal server power supply only (does not include power cord) | 52.9 |  | EUR | 0.18 | 24
IT Management / Monitoring | HMX Receivers and Management | Vertiv | HMX5150T-VGA | HMXTX SNGL VGA,USB,AUDIO-0U | HMXTX SNGL VGA,USB,AUDIO-0U | 870.4 |  | EUR | 0.18 | 24
IT Management / Monitoring | HMX Receivers and Management | Vertiv | TBR02 | BRIDGING DEVICE TO LEGACY HMX/AMX SYSTEM | BRIDGING DEVICE TO LEGACY HMX/AMX SYSTEM | 156.3 |  | EUR |  | 24
IT Management / Monitoring | HMX Receivers and Management | Vertiv | HMX5100T-202 | HMX TX single DVI-D, USB, audio, SFP- transmitter | HMX TX single DVI-D, USB, audio, SFP- transmitter | 1205.8 |  | EUR | 2 | 24
IT Management / Monitoring | HMX Receivers and Management | Vertiv | HMX5100R-202 | HMX RX single DVI-D, USB, audio, SFP-receiver | HMX RX single DVI-D, USB, audio, SFP-receiver | 1205.8 |  | EUR | 2 | 24
IT Management / Monitoring | HMX Receivers and Management | Vertiv | HMX5200R-202 | HMX RX dual DVI-D, USB, audio, SFP-receiver | HMX RX dual DVI-D, USB, audio, SFP-receiver | 1301.1 |  | EUR | 2 | 24
IT Management / Monitoring | HMX Receivers and Management | Vertiv | HMX5200T-202 | HMX TX dual DVI-D, USB, audio, SFP- transmitter | HMX TX dual DVI-D, USB, audio, SFP- transmitter | 1301.1 |  | EUR | 2 | 24
IT Management / Monitoring | HMX Receivers and Management | Vertiv | HMX6200T-202 | HMX TX dual DVI-D,QSXGA,USB,audio,SFP- transmitter | HMX TX dual DVI-D,QSXGA,USB,audio,SFP- transmitter | 1421.6 |  | EUR | 2 | 24
IT Management / Monitoring | HMX Receivers and Management | Vertiv | HMX6210T-202 | HMX TX dualDVI-D,QSXGA,USB,audio,SFP,VNC- transmitter | HMX TX dualDVI-D,QSXGA,USB,audio,SFP,VNC- transmitter | 1598.3 |  | EUR | 2 | 24
IT Management / Monitoring | HMX Receivers and Management | Vertiv | HMX-MM-10G-SFP | 10Gb SFP Multi Mode Fiber | 10Gb SFP Multi Mode Fiber | 65.1 |  | EUR |  | 24
IT Management / Monitoring | HMX Receivers and Management | Vertiv | HMX-SM-10G-SFP | 10Gb SFP Single Mode Fiber | 10Gb SFP Single Mode Fiber | 104.2 |  | EUR |  | 24
IT Management / Monitoring | HMX Receivers and Management | Vertiv | USB6000RX-202 | LAN USB 2.0 Extender Receiver | LAN USB 2.0 Extender Receiver | 567.5 |  | EUR |  | 24
IT Management / Monitoring | HMX Receivers and Management | Vertiv | USB6000RX | LAN USB 2.0 Extender Receiver | LAN USB 2.0 Extender Receiver | 567.5 |  | EUR |  | 24
IT Management / Monitoring | HMX Receivers and Management | Vertiv | USB6000TX | LAN USB 2.0 Extender Transmitter | LAN USB 2.0 Extender Transmitter | 567.5 |  | EUR |  | 24
IT Management / Monitoring | HMX Receivers and Management | Vertiv | HMX8000R-400 | DH 4K,audio,USB2.0, 10GB-Rx | DH 4K,audio,USB2.0, 10GB-Tx | 2721.1 |  | EUR | 11 | 24
IT Management / Monitoring | HMX Receivers and Management | Vertiv | HMX8000T-400 | DH 4K,audio,USB2.0, 10GB-Tx | DH 4K,audio,USB2.0, 10GB-Rx | 2721.1 |  | EUR | 11 | 24
IT Management / Monitoring | HMX Receivers and Management | Vertiv | LC-MM-SFP | SFP Multi Mode Fibre Module LC | SFP Multi Mode Fibre Module LC | 95.3 |  | EUR |  | 24
IT Management / Monitoring | HMX Receivers and Management | Vertiv | LC-SM-SFP | SFP Multi Single Fibre Module LC | SFP Multi Single Fibre Module LC | 175.1 |  | EUR |  | 24
IT Management / Monitoring | HMX Receivers and Management | Vertiv | RJ45-CATX-SFP | 1000BASE-T Copper SFP Transceiver | 1000BASE-T Copper SFP Transceiver | 144.9 |  | EUR |  | 24
IT Management / Monitoring | HMX Receivers and Management | Vertiv | PSC0005 | Power Supply HMX 5000/6000 TX/RX | Power Supply HMX 5000/6000 TX/RX | 63.5 |  | EUR | 0.8 | 24
IT Management / Monitoring | HMX Receivers and Management | Vertiv | RMK-97 | Rackmount kit for 2 HMX 5000/6000 | Rackmount kit for 2 HMX 5000/6000 | 110.7 |  | EUR |  | 24
IT Management / Monitoring | HMX Receivers and Management | Vertiv | RMK-82 | Rackmount kit for 1 HMX 5000/6000 | Rackmount kit for 1 HMX 5000/6000 | 68.4 |  | EUR |  | 24
IT Management / Monitoring | HMX Receivers and Management | Vertiv | RMK-83 | VESA mount kit for 1 HMX 5000/6000 | VESA mount kit for 1 HMX 5000/6000 | 82.2 |  | EUR |  | 24
IT Management / Monitoring | HMX Receivers and Management | Vertiv | RMK-86 | Longview Mount Plate: Mounts one LV3010 or LV4010 on RMK-84 | RMX-84 1 module mount plate | 17.9 |  | EUR |  | 24
IT Management / Monitoring | HMX Receivers and Management | Vertiv | RMK-87 | Longview Mount Plate: Mounts one LV3020 or LV4020 on RMK-84 | RMX-84 2 module mount plate | 18.7 |  | EUR |  | 24
IT Management / Monitoring | HMX Receivers and Management | Vertiv | RMK-104 | Rackmount kit for HMX 8000 | Rackmount kit for HMX 8000 | 146.6 |  | EUR |  | 24
IT Management / Monitoring | HMX Receivers and Management | Vertiv | HMXLIC-50 | HMX Advanced Manager 50 node lic | HMX Advanced Manager 50 node lic | 2653.5 |  | EUR |  | 24
IT Management / Monitoring | HMX Receivers and Management | Vertiv | HMXLIC-100 | HMX Advanced Manager 100 node lic | HMX Advanced Manager 100 node lic | 6129.3 |  | EUR |  | 24
IT Management / Monitoring | HMX Receivers and Management | Vertiv | HMXLIC-UNL | HMX Advanced Manager unlimited node lic | HMX Advanced Manager unlimited node lic | 10851.7 |  | EUR |  | 24
IT Management / Monitoring | HMX Receivers and Management | Vertiv | HMXLIC-50BDL | HMX Advanced Mgr PRI/BKUP 50 node lic | HMX Advanced Mgr PRI/BKUP 50 node lic | 3986.3 |  | EUR |  | 24
IT Management / Monitoring | HMX Receivers and Management | Vertiv | HMXLIC-100BDL | HMX Advanced Mgr PRI/BKUP 100 node lic | HMX Advanced Mgr PRI/BKUP 100 node lic | 9752.5 |  | EUR |  | 24
IT Management / Monitoring | HMX Receivers and Management | Vertiv | HMXLIC-UNLBDL | HMX Advanced Mgr PRI/BKUP unlimited lic | HMX Advanced Mgr PRI/BKUP unlimited lic | 15700.2 |  | EUR |  | 24
IT Management / Monitoring | HMX Receivers and Management | Vertiv | HMXLIC-UG50-100 | HMX License Upgrade from 50 to 100 | HMX License Upgrade from 50 to 100 | 4372.3 |  | EUR |  | 24
IT Management / Monitoring | HMX Receivers and Management | Vertiv | HMXLIC-UG50-UNL | HMX License Upgrade from 50 to Unlimited | HMX License Upgrade from 50 to Unlimited | 9610.8 |  | EUR |  | 24
IT Management / Monitoring | HMX Receivers and Management | Vertiv | HMXLIC-UG100-UNL | HMX License Upgrade from 100 to Unlimited | HMX License Upgrade from 100 to Unlimited | 5463.3 |  | EUR |  | 24
IT Management / Monitoring | HMX Receivers and Management | Vertiv | HMXLIC-UG50-100BD | HMX License Upgrade from 50 to 100 Bundle(Primary & Backup) | HMX License Upgrade from 50 to 100 Bundle(Primary & Backup) | 6201.8 |  | EUR |  | 24
IT Management / Monitoring | HMX Receivers and Management | Vertiv | HMXLIC-UG50-UNBDL | HMX License Upgrade from 50 to Unlimited Bundle(Primary & Backup) | HMX License Upgrade from 50 to Unlimited Bundle(Primary & Backup) | 12900.2 |  | EUR |  | 24
IT Management / Monitoring | HMX Receivers and Management | Vertiv | HMXLIC-UG100-UNBDL | HMX License Upgrade from 100 to Unlimited Bundle(Primary & Backup) | HMX License Upgrade from 100 to Unlimited Bundle(Primary & Backup) | 8899.2 |  | EUR |  | 24
IT Management / Monitoring | HMX Receivers and Management | Vertiv | CBL0176 | USB-B 2.0 Female to Male USB-B Cable for use with HMX, AMX, Matrix | USB-B 2.0 Female to Male USB-B Cable for use with HMX, AMX, Matrix | 20.4 |  | EUR |  | 24
IT Management / Monitoring | HMX Receivers and Management | Vertiv | ADB0211 | USB to PS2 adpater for use with HMX, AMX, Matrix | USB to PS2 adpater for use with HMX, AMX, Matrix | 122.1 |  | EUR |  | 24
IT Management / Monitoring | HMX Receivers and Management | Vertiv | ADB0048 | RMPSU 12V to 5V 6ft | RMPSU 12V to 5V 6ft | 76.5 |  | EUR | 0.8 | 24
IT Management / Monitoring | HMX Receivers and Management | Vertiv | ADB0049 | RMPSU 12V to 5V 9ft | RMPSU 12V to 5V 9ft | 81.4 |  | EUR | 0.8 | 24
IT Management / Monitoring | HMX Receivers and Management | Vertiv | CBL0143 | 2M 3PIN LOCKABLE 12V POWER | 2M 3PIN LOCKABLE 12V POWER | 32.6 |  | EUR | 0.18 | 24
IT Management / Monitoring | HMX Receivers and Management | Vertiv | MEDIA-HMXMGR | MEDIA RETENTION HMXMGR | MEDIA RETENTION HMXMGR | 311.8 |  | EUR |  | 24
IT Management / Monitoring | Cybex Secure Accessories | Vertiv | CBL0162 | CABLE, 1-DVI-D/1-HDMI/1-USB/1-AUD, 6FT | CABLE, 1-DVI-D/1-HDMI/1-USB/1-AUD, 6FT | 21.2 |  | EUR |  | 24
IT Management / Monitoring | Cybex Secure Accessories | Vertiv | CBL0164 | CABLE, 1-DVI-D/1-HDMI/2-USB/1-AUD, 6FT | CABLE, 1-DVI-D/1-HDMI/2-USB/1-AUD, 6FT | 26.1 |  | EUR |  | 24
IT Management / Monitoring | Cybex Secure Accessories | Vertiv | CBL0166 | CABLE, 2-DVI-D/2-HDMI/1-USB/1-AUD, 6FT | CABLE, 2-DVI-D/2-HDMI/1-USB/1-AUD, 6FT | 29.3 |  | EUR |  | 24
IT Management / Monitoring | Cybex Secure Accessories | Vertiv | CBL0168 | CABLE, 2-DVI-D/2-HDMI/2-USB/1-AUD, 6FT | CABLE, 2-DVI-D/2-HDMI/2-USB/1-AUD, 6FT | 34.2 |  | EUR |  | 24
IT Management / Monitoring | Longview IP Digital Extender | Vertiv | LV4010P-202 | LongView single DVI,USB,audio,CATx 50M | LongView single DVI,USB,audio,CATx 50M | 914.3 |  | EUR | 0.8 | 24
IT Management / Monitoring | Longview IP Digital Extender | Vertiv | LV4020P-202 | LongView dual DVI,USB,audio,CATx 50M | LongView dual DVI,USB,audio,CATx 50M | 1643.1 |  | EUR | 0.8 | 24
IT Management / Monitoring | Longview IP Digital Extender | Vertiv | LV3010P-202 | LongView single VGA,USB,audio,CATx 300M | LongView single VGA,USB,audio,CATx 300M | 999 |  | EUR | 0.8 | 24
IT Management / Monitoring | Longview IP Digital Extender | Vertiv | LV3020P-202 | LongView dual VGA,USB,audio,CATx 300M | LongView dual VGA,USB,audio,CATx 300M | 1643.1 |  | EUR | 0.8 | 24
IT Management / Monitoring | Longview IP Digital Extender | Vertiv | LV5500R-400 | LongView Single-head DP Extender, 4K60 video, Local Pass Through, USB2.0, audio, CATx or fiber (Transmitter) | LongView Single-head DP Extender, 4K60 video, Local Pass Through, USB2.0, audio, CATx or fiber (Transmitter) | 987.6 |  | EUR | 0.8 | 24
IT Management / Monitoring | Longview IP Digital Extender | Vertiv | LV5500T-400 | LongView Single-head DP Extender, 4K60 video, Local Pass Through, USB2.0, audio, CATx or fiber (Receiver) | LongView Single-head DP Extender, 4K60 video, Local Pass Through, USB2.0, audio, CATx or fiber (Receiver) | 987.6 |  | EUR | 0.8 | 24
IT Management / Monitoring | Longview IP Digital Extender | Vertiv | LV5520R-400 | LongView Dual-head DP Extender, 4K60 video, USB2.0, audio, CATx or fiber (Transmitter) | LongView Dual-head DP Extender, 4K60 video, USB2.0, audio, CATx or fiber (Transmitter) | 1148.8 |  | EUR | 0.8 | 24
IT Management / Monitoring | Longview IP Digital Extender | Vertiv | LV5520T-400 | LongView Dual-head DP Extender, 4K60 video, USB2.0, audio, CATx or fiber (Receiver) | LongView Dual-head DP Extender, 4K60 video, USB2.0, audio, CATx or fiber (Receiver) | 1148.8 |  | EUR | 0.8 | 24
IT Management / Monitoring | Longview IP Digital Extender Accessories | Vertiv | PSC0006 | Power Supply for LongView 3000/4000 unit | Power Supply for LongView 3000/4000 unit | 44.8 |  | EUR | 0.8 | 24
IT Management / Monitoring | Longview IP Digital Extender Accessories | Vertiv | RMK-84 | LV3000/4000 19in 2U chassis kit | LV4000/5000 19in 2U chassis kit | 263 |  | EUR |  | 24
IT Management / Monitoring | Switchview Switch Hardware | Vertiv | RMK-102 | SC8XX/SC9XX RACK MOUNT KIT | SC8XX/SC9XX RACK MOUNT KIT | 30.1 |  | EUR |  | 24
IT Management / Monitoring | Switchview Switch Accessories | Vertiv | VAD-31 | Dual link DVI-I to Male DVI-D video adapter | Dual link DVI-I to Male DVI-D video adapter | 19.5 |  | EUR |  | 24
IT Management / Monitoring | Switchview Switch Accessories | Vertiv | VAD-32 | single-link female DVI-D to male DisplayPort adapter | single-link female DVI-D to male DisplayPort adapter | 30.1 |  | EUR |  | 24
IT Management / Monitoring | Switchview Switch Accessories | Vertiv | CBL0122 | CABLE, 1-DISPLAYPORT/1-USB/2-AUDIO, 6FT (SV220D/SV240D) | CABLE, 1-DISPLAYPORT/1-USB/2-AUDIO, 6FT (SV220D/SV240D) | 32.6 |  | EUR |  | 24
IT Management / Monitoring | Switchview Switch Accessories | Vertiv | CBL0124 | CABLE, 2-DISPLAYPORT/1-USB/2-AUDIO, 6FT (SV340D) | CABLE, 2-DISPLAYPORT/1-USB/2-AUDIO, 6FT (SV340D) | 51.3 |  | EUR |  | 24
IT Management / Monitoring | Switchview Switch Accessories | Vertiv | CBL0126 | CABLE ASSY, 1-HDMI/1-USB/2-AUDIO, 6FT (SV220H/SV240H) | CABLE ASSY, 1-HDMI/1-USB/2-AUDIO, 6FT (SV220H/SV240H) | 22 |  | EUR |  | 24
IT Management / Monitoring | Switchview Switch Accessories | Vertiv | CBL0127 | CABLE ASSY, 1-HDMI/1-USB/2-AUDIO, 10FT (SV220H/SV240H) | CABLE ASSY, 1-HDMI/1-USB/2-AUDIO, 10FT (SV220H/SV240H) | 29.3 |  | EUR |  | 24
IT Management / Monitoring | Switchview Switch Accessories | Vertiv | CBL0128 | CABLE ASSY, 2-HDMI/1-USB/2-AUDIO, 6FT (SV340H) | CABLE ASSY, 2-HDMI/1-USB/2-AUDIO, 6FT (SV340H) | 29.3 |  | EUR |  | 24
IT Management / Monitoring | Switchview Switch Accessories | Vertiv | CBL0129 | CABLE ASSY, 2-HDMI/1-USB/2-AUDIO, 10FT (SV340H) | CABLE ASSY, 2-HDMI/1-USB/2-AUDIO, 10FT (SV340H) | 41.5 |  | EUR |  | 24
IT Management / Monitoring | Cybex Secure Switch Accessories | Vertiv | AFP0004 | 4 port Active Front Panel (AFP) remote KVM switch | 4 port Active Front Panel (AFP) remote KVM switch | 85.5 |  | EUR |  | 24
IT Management / Monitoring | Cybex Secure Switch Accessories | Vertiv | AFP0008 | 8 port Active Front Panel (AFP) remote KVM switch | 8 port Active Front Panel (AFP) remote KVM switch | 96.1 |  | EUR |  | 24
IT Management / Monitoring | Cybex Secure Switch Accessories | Vertiv | CBL0102 | CABLE, 1-DISPLAYPORT/1-USB/1-AUDIO, 6FT (SC840D) | CABLE, 1-DISPLAYPORT/1-USB/1-AUDIO, 6FT (SC840D) | 26.9 |  | EUR |  | 24
IT Management / Monitoring | Cybex Secure Switch Accessories | Vertiv | CBL0104 | CABLE, 1-DISPLAYPORT/2-USB/1-AUDIO, 6FT (SC845D) | CABLE, 1-DISPLAYPORT/2-USB/1-AUDIO, 6FT (SC845D) | 35.8 |  | EUR |  | 24
IT Management / Monitoring | Cybex Secure Switch Accessories | Vertiv | CBL0106 | CABLE, 2-DISPLAYPORT/1-USB/1-AUDIO, 6FT (SC940D) | CABLE, 2-DISPLAYPORT/1-USB/1-AUDIO, 6FT (SC940D) | 47.2 |  | EUR |  | 24
IT Management / Monitoring | Cybex Secure Switch Accessories | Vertiv | CBL0108 | CABLE, 2-DISPLAYPORT/2-USB/1-AUDIO, 6FT (SC945D) | CABLE, 2-DISPLAYPORT/2-USB/1-AUDIO, 6FT (SC945D) | 51.3 |  | EUR |  | 24
IT Management / Monitoring | Cybex Secure Switch Accessories | Vertiv | CBL0110 | CABLE ASSY, 1-HDMI/1-USB/1-AUDIO, 6FT (SC840H) | CABLE ASSY, 1-HDMI/1-USB/1-AUDIO, 6FT (SC840H) | 17.9 |  | EUR |  | 24
IT Management / Monitoring | Cybex Secure Switch Accessories | Vertiv | CBL0111 | CABLE ASSY, 1-HDMI/1-USB/1-AUDIO, 10FT (SC840H) | CABLE ASSY, 1-HDMI/1-USB/1-AUDIO, 10FT (SC840H) | 26.1 |  | EUR |  | 24
IT Management / Monitoring | Cybex Secure Switch Accessories | Vertiv | CBL0112 | CABLE ASSY, 1-HDMI/2-USB/1-AUDIO, 6FT (SC845H) | CABLE ASSY, 1-HDMI/2-USB/1-AUDIO, 6FT (SC845H) | 23.6 |  | EUR |  | 24
IT Management / Monitoring | Cybex Secure Switch Accessories | Vertiv | CBL0113 | CABLE ASSY, 1-HDMI/2-USB/1-AUDIO, 10FT (SC845H) | CABLE ASSY, 1-HDMI/2-USB/1-AUDIO, 10FT (SC845H) | 30.9 |  | EUR |  | 24
IT Management / Monitoring | Cybex Secure Switch Accessories | Vertiv | CBL0114 | CABLE ASSY, 2-HDMI/1-USB/1-AUDIO, 6FT (SC940H) | CABLE ASSY, 2-HDMI/1-USB/1-AUDIO, 6FT (SC940H) | 26.9 |  | EUR |  | 24
IT Management / Monitoring | Cybex Secure Switch Accessories | Vertiv | CBL0115 | CABLE ASSY, 2-HDMI/1-USB/1-AUDIO, 10FT (SC940H) | CABLE ASSY, 2-HDMI/1-USB/1-AUDIO, 10FT (SC940H) | 34.2 |  | EUR |  | 24
IT Management / Monitoring | Cybex Secure Switch Accessories | Vertiv | CBL0116 | CABLE ASSY, 2-HDMI/2-USB/1-AUDIO, 6FT (SC945H) | CABLE ASSY, 2-HDMI/2-USB/1-AUDIO, 6FT (SC945H) | 30.9 |  | EUR |  | 24
IT Management / Monitoring | Cybex Secure Switch Accessories | Vertiv | CBL0117 | CABLE ASSY, 2-HDMI/2-USB/1-AUDIO, 10FT (SC945H) | CABLE ASSY, 2-HDMI/2-USB/1-AUDIO, 10FT (SC945H) | 39.1 |  | EUR |  | 24
IT Management / Monitoring | Cybex Secure Switch Accessories | Vertiv | CBL0130 | CABLE ASSY, 1-USB/1-AUDIO, 6FT (SCKM140) | CABLE ASSY, 1-USB/1-AUDIO, 6FT (SCKM140) | 13.8 |  | EUR |  | 24
IT Management / Monitoring | Cybex Secure Switch Accessories | Vertiv | CBL0131 | CABLE ASSY, 1-USB/1-AUDIO, 10FT (SCKM140) | CABLE ASSY, 1-USB/1-AUDIO, 10FT (SCKM140) | 17.9 |  | EUR |  | 24
IT Management / Monitoring | Cybex Secure Switch Accessories | Vertiv | CBL0132 | CABLE ASSY, 2-USB/1-AUDIO, 6FT (SCKM145) | CABLE ASSY, 2-USB/1-AUDIO, 6FT (SCKM145) | 15.5 |  | EUR |  | 24
IT Management / Monitoring | Cybex Secure Switch Accessories | Vertiv | CBL0133 | CABLE ASSY, 2-USB/1-AUDIO, 10FT (SCKM145) | CABLE ASSY, 2-USB/1-AUDIO, 10FT (SCKM145) | 17.9 |  | EUR |  | 24
IT Management / Monitoring | Cybex Secure Switch Accessories | Vertiv | CBL0146 | DVI-D Cable, USB, AUDIO, DPP - 6FT | DVI-D Cable, USB, AUDIO, DPP - 6FT | 27.7 |  | EUR |  | 24
IT Management / Monitoring | Cybex Secure Switch Accessories | Vertiv | CBL0147 | DVI-D Cable, USB, AUDIO, DPP - 10FT | DVI-D Cable, USB, AUDIO, DPP - 10FT | 35 |  | EUR |  | 24
IT Management / Monitoring | Cybex Secure Switch Accessories | Vertiv | CBL0148 | DH DVI-D Cable, USB, AUDIO, DPP - 6FT | DH DVI-D Cable, USB, AUDIO, DPP - 6FT | 39.9 |  | EUR |  | 24
IT Management / Monitoring | Cybex Secure Switch Accessories | Vertiv | CBL0149 | DH DVI-D Cable, USB, AUDIO, DPP - 10FT | DH DVI-D Cable, USB, AUDIO, DPP - 10FT | 48 |  | EUR |  | 24
IT Management / Monitoring | Cybex Secure Switch Accessories | Vertiv | CBL0150 | DVI-D Cable, USB, AUDIO - 6FT | DVI-D Cable, USB, AUDIO - 6FT | 26.1 |  | EUR |  | 24
IT Management / Monitoring | Cybex Secure Switch Accessories | Vertiv | CBL0151 | DVI-D Cable, USB, AUDIO - 10FT | DVI-D Cable, USB, AUDIO - 10FT | 30.1 |  | EUR |  | 24
IT Management / Monitoring | Cybex Secure Switch Accessories | Vertiv | CBL0152 | DH DVI-D Cable, USB, AUDIO - 6FT | DH DVI-D Cable, USB, AUDIO - 6FT | 35 |  | EUR |  | 24
IT Management / Monitoring | Cybex Secure Switch Accessories | Vertiv | CBL0153 | DH DVI-D Cable, USB, AUDIO - 10FT | DH DVI-D Cable, USB, AUDIO - 10FT | 42.3 |  | EUR |  | 24
IT Management / Monitoring | Cybex Secure Switch Accessories | Vertiv | CBL0103 | 10' DP in/DP out, Single-Head w/o DPP | 10' DP in/DP out, Single-Head w/o DPP | 29.3 |  | EUR |  | 24
IT Management / Monitoring | Cybex Secure Switch Accessories | Vertiv | CBL0105 | 10' DP in/DP out, Single-Head w/DPP | 10' DP in/DP out, Single-Head w/DPP | 39.1 |  | EUR |  | 24
IT Management / Monitoring | Cybex Secure Switch Accessories | Vertiv | CBL0107 | 10' DP in/DP out, Dual-Head w/o DPP | 10' DP in/DP out, Dual-Head w/o DPP | 50.5 |  | EUR |  | 24
IT Management / Monitoring | Cybex Secure Switch Accessories | Vertiv | CBL0109 | 10' DP in/DP out, Single-Head w/DPP | 10' DP in/DP out, Single-Head w/DPP | 52.1 |  | EUR |  | 24
IT Management / Monitoring | SwitchView Secure Switch Media Retention | Vertiv | MEDIA-SVSC0500 | Defective Media Retention ( SC4UAD, SC4PDV, SC8PDV) | Defective Media Retention ( SC4UAD, SC4PDV, SC8PDV) | 41.5 |  | EUR |  | 24
IT Management / Monitoring | SwitchView Secure Switch Media Retention | Vertiv | MEDIA-SVSC1000 | Defective Media Retention (SC120, SC140, SC180, SC220, SC240, SC280, SC420, SC440, SC540, SC620) | Defective Media Retention (SC120, SC140, SC180, SC220, SC240, SC280, SC420, SC440, SC540, SC620) | 57.8 |  | EUR |  | 24
IT Management / Monitoring | SwitchView Secure Switch Media Retention | Vertiv | MEDIA-SVSC3000 | Defective Media Retention (SC380, SC680, ) | Defective Media Retention (SC380, SC680, ) | 154.7 |  | EUR |  | 24

## Service Choice Guide UPS
|  | WARRANTY EXTENSION +1 |  | WARRANTY EXTENSION +2 |  | WARRANTY EXTENSION +3
Part Number | Description | Part Number | Description | Part Number | Description | Part Number | Description
AS1A0NCUMNNXNVM | APS UPS 10B 1PHASE 5KVA 1 BM | RUPS-WE1-008 | Warranty Extension +1YR UPS Group 8 | RUPS-WE2-008 | Warranty Extension +2YR UPS Group 8 | N/A | N/A
AS1B0NCVMNNXNVM | APS UPS 10B 1PHASE 10KVA 2 BM | RUPS-WE1-008 | Warranty Extension +1YR UPS Group 8 | RUPS-WE2-008 | Warranty Extension +2YR UPS Group 8 | N/A | N/A
AS1C0NCWMNNXNVM | APS UPS 10B 1PHASE 15KVA 3 BM | RUPS-WE1-009 | Warranty Extension +1YR UPS Group 9 | RUPS-WE2-009 | Warranty Extension +2YR UPS Group 9 | N/A | N/A
AS2A0NCUMNNXNVM | APS UPS 16B 1PHASE 5KVA 1 BM | RUPS-WE1-008 | Warranty Extension +1YR UPS Group 8 | RUPS-WE2-008 | Warranty Extension +2YR UPS Group 8 | N/A | N/A
AS2B0NCVMNNXNVM | APS UPS 16B 1PHASE 10KVA 2 BM | RUPS-WE1-008 | Warranty Extension +1YR UPS Group 8 | RUPS-WE2-008 | Warranty Extension +2YR UPS Group 8 | N/A | N/A
AS2C0NCWMNNXNVM | APS UPS 16B 1PHASE 15KVA 3 BM | RUPS-WE1-009 | Warranty Extension +1YR UPS Group 9 | RUPS-WE2-009 | Warranty Extension +2YR UPS Group 9 | N/A | N/A
AS2D0NCXMNNXNVM | APS UPS 16B 1PHASE 20KVA 4 BM | RUPS-WE1-009 | Warranty Extension +1YR UPS Group 9 | RUPS-WE2-009 | Warranty Extension +2YR UPS Group 9 | N/A | N/A
EDGE-1000IMT | EDGE UPS 1kVA 230V Tower | RUPS-WE1-003 | Warranty Extension +1YR UPS Group 3 | RUPS-WE2-003 | Warranty Extension +2YR UPS Group 3 | RUPS-WE3-003 | Warranty Extension +3YR UPS Group 3
EDGE-1000IRM1U | EDGE UPS UPS 1kVA 230V 1U Rack | RUPS-WE1-004 | Warranty Extension +1YR UPS Group 4 | RUPS-WE2-004 | Warranty Extension +2YR UPS Group 4 | RUPS-WE3-004 | Warranty Extension +3YR UPS Group 4
EDGE-1500IMT | EDGE UPS 1.5kVA 230V Tower | RUPS-WE1-004 | Warranty Extension +1YR UPS Group 4 | RUPS-WE2-004 | Warranty Extension +2YR UPS Group 4 | RUPS-WE3-004 | Warranty Extension +3YR UPS Group 4
EDGE-1500IRM1U | EDGE UPS UPS 1.5kVA 230V 1U Rack | RUPS-WE1-004 | Warranty Extension +1YR UPS Group 4 | RUPS-WE2-004 | Warranty Extension +2YR UPS Group 4 | RUPS-WE3-004 | Warranty Extension +3YR UPS Group 4
EDGE-1500IRT2UXL | EDGE UPS UPS 1.5kVA 230V 2U Rack/Tower | RUPS-WE1-004 | Warranty Extension +1YR UPS Group 4 | RUPS-WE2-004 | Warranty Extension +2YR UPS Group 4 | RUPS-WE3-004 | Warranty Extension +3YR UPS Group 4
EDGE-2200IRT2UXL | EDGE UPS UPS 2.2kVA 230V 2U Rack/Tower | RUPS-WE1-005 | Warranty Extension +1YR UPS Group 5 | RUPS-WE2-005 | Warranty Extension +2YR UPS Group 5 | RUPS-WE3-005 | Warranty Extension +3YR UPS Group 5
EDGE-3000IRT2UXL | EDGE UPS UPS 3kVA 230V 2U Rack/Tower | RUPS-WE1-005 | Warranty Extension +1YR UPS Group 5 | RUPS-WE2-005 | Warranty Extension +2YR UPS Group 5 | RUPS-WE3-005 | Warranty Extension +3YR UPS Group 5
EDGE-3000IRT3UXL | EDGE UPS UPS 3kVA 230V 3U Rack/Tower | RUPS-WE1-005 | Warranty Extension +1YR UPS Group 5 | RUPS-WE2-005 | Warranty Extension +2YR UPS Group 5 | RUPS-WE3-005 | Warranty Extension +3YR UPS Group 5
EDGE-750IMT | EDGE UPS 750VA 230V Tower | RUPS-WE1-003 | Warranty Extension +1YR UPS Group 3 | RUPS-WE2-003 | Warranty Extension +2YR UPS Group 3 | RUPS-WE3-003 | Warranty Extension +3YR UPS Group 3
EDGELI-1500IRT2U | Vertiv EDGE 1ph UPS, Li-Ion, 1.5 kVA, input IEC60320 C14 inlet, 2U, output - 230V, output socket groups - (6)C13 | RUPS-WE1-004 | Warranty Extension +1YR UPS Group 4 | RUPS-WE2-004 | Warranty Extension +2YR UPS Group 4 | RUPS-WE3-004 | Warranty Extension +3YR UPS Group 4
EDGELI-2200IRT2U | Vertiv EDGE 1ph UPS, Li-Ion, 2.2 kVA, input IEC60320 C20 inlet, 2U, output - 230V, output socket groups - (6)C13 (1)C19 | RUPS-WE1-005 | Warranty Extension +1YR UPS Group 5 | RUPS-WE2-005 | Warranty Extension +2YR UPS Group 5 | RUPS-WE3-005 | Warranty Extension +3YR UPS Group 5
EDGELI-3000IRT2U | Vertiv EDGE 1ph UPS, Li-Ion, 3.0 kVA, input IEC60320 C20 inlet, 2U, output - 230V, output socket groups - (6)C13 (1)C19 | RUPS-WE1-006 | Warranty Extension +1YR UPS Group 6 | RUPS-WE2-006 | Warranty Extension +2YR UPS Group 6 | RUPS-WE3-006 | Warranty Extension +3YR UPS Group 6
GXE3-1000IMT | Liebert GXE UPS 1kVA Tower | RUPS-WE1-002 | Warranty Extension +1YR UPS Group 2 | N/A | N/A | RUPS-WE3-002 | Warranty Extension +3YR UPS Group 2
GXE3-1000IRT2UXL | Liebert GXE UPS 1kVA Rack/Tower | RUPS-WE1-002 | Warranty Extension +1YR UPS Group 2 | N/A | N/A | RUPS-WE3-002 | Warranty Extension +3YR UPS Group 2
GXE3-10KIRT5UXLE | GXE UPS 10kVA | RUPS-WE1-006 | Warranty Extension +1YR UPS Group 6 | N/A | N/A | RUPS-WE3-006 | Warranty Extension +3YR UPS Group 6
GXE3-1500IMT | Liebert GXE UPS 1.5kVA Tower | RUPS-WE1-003 | Warranty Extension +1YR UPS Group 3 | N/A | N/A | RUPS-WE3-003 | Warranty Extension +3YR UPS Group 3
GXE3-1500IRT2UXL | Liebert GXE UPS 1.5kVA Rack/Tower | RUPS-WE1-003 | Warranty Extension +1YR UPS Group 3 | N/A | N/A | RUPS-WE3-003 | Warranty Extension +3YR UPS Group 3
GXE3-2000IMT | Liebert GXE UPS 2kVA Tower | RUPS-WE1-003 | Warranty Extension +1YR UPS Group 3 | N/A | N/A | RUPS-WE3-003 | Warranty Extension +3YR UPS Group 3
GXE3-2000IRT2UXL | Liebert GXE UPS 2kVA Rack/Tower | RUPS-WE1-003 | Warranty Extension +1YR UPS Group 3 | N/A | N/A | RUPS-WE3-003 | Warranty Extension +3YR UPS Group 3
GXE3-3000IMT | Liebert GXE UPS 3kVA Tower | RUPS-WE1-004 | Warranty Extension +1YR UPS Group 4 | N/A | N/A | RUPS-WE3-004 | Warranty Extension +3YR UPS Group 4
GXE3-3000IRT2UXL | Liebert GXE UPS 3kVA Rack/Tower | RUPS-WE1-004 | Warranty Extension +1YR UPS Group 4 | N/A | N/A | RUPS-WE3-004 | Warranty Extension +3YR UPS Group 4
GXE3-6000IRT4UXLE | GXE UPS 6kVA | RUPS-WE1-005 | Warranty Extension +1YR UPS Group 5 | N/A | N/A | RUPS-WE3-005 | Warranty Extension +3YR UPS Group 5
GXE3-EBC192VRT2U | EBC 192V DC | RUPS-WE1-007 | Warranty Extension +1YR UPS Group 7 | N/A | N/A | RUPS-WE3-007 | Warranty Extension +3YR UPS Group 7
GXE3-EBC230VRT3U | EBC 240V DC | RUPS-WE1-007 | Warranty Extension +1YR UPS Group 7 | N/A | N/A | RUPS-WE3-007 | Warranty Extension +3YR UPS Group 7
GXE3-EBC24VRT2U | Liebert GXE EBC 24V DC | RUPS-WE1-004 | Warranty Extension +1YR UPS Group 4 | N/A | N/A | RUPS-WE3-004 | Warranty Extension +3YR UPS Group 4
GXE3-EBC36VRT2U | Liebert GXE EBC 36V DC | RUPS-WE1-004 | Warranty Extension +1YR UPS Group 4 | N/A | N/A | RUPS-WE3-004 | Warranty Extension +3YR UPS Group 4
GXE3-EBC48VRT2U | Liebert GXE EBC 48V DC | RUPS-WE1-005 | Warranty Extension +1YR UPS Group 5 | N/A | N/A | RUPS-WE3-005 | Warranty Extension +3YR UPS Group 5
GXE3-EBC72VRT2U | Liebert GXE EBC 72V DC | RUPS-WE1-005 | Warranty Extension +1YR UPS Group 5 | N/A | N/A | RUPS-WE3-005 | Warranty Extension +3YR UPS Group 5
GXT3-10000T230 | Liebert GXT3 10kVA (9000W) 230V TOWER UPS | RUPS-WE1-008 | Warranty Extension +1YR UPS Group 8 | N/A | N/A | RUPS-WE3-008 | Warranty Extension +3YR UPS Group 8
GXT4-1000RT230E | Liebert GXT4 1000VA (900W) 230V Rack/Tower UPS E model | RUPS-WE1-004 | Warranty Extension +1YR UPS Group 4 | N/A | N/A | RUPS-WE3-004 | Warranty Extension +3YR UPS Group 4
GXT4-10KRT230E | Liebert GXT4 10000VA (9000W) 230V Rack/Tower UPS E model | RUPS-WE1-008 | Warranty Extension +1YR UPS Group 8 | N/A | N/A | RUPS-WE3-008 | Warranty Extension +3YR UPS Group 8
GXT4-1500RT230E | Liebert GXT4 1500VA (1350W) 230V Rack/Tower UPS E model | RUPS-WE1-005 | Warranty Extension +1YR UPS Group 5 | N/A | N/A | RUPS-WE3-005 | Warranty Extension +3YR UPS Group 5
GXT4-2000RT230E | Liebert GXT4 2000VA (1800W) 230V Rack/Tower UPS E model | RUPS-WE1-005 | Warranty Extension +1YR UPS Group 5 | N/A | N/A | RUPS-WE3-005 | Warranty Extension +3YR UPS Group 5
GXT4-3000RT230E | Liebert GXT4 3000VA (2700W) 230V Rack/Tower UPS E model | RUPS-WE1-006 | Warranty Extension +1YR UPS Group 6 | N/A | N/A | RUPS-WE3-006 | Warranty Extension +3YR UPS Group 6
GXT4-5000RT230E | Liebert GXT4 5000VA (4000W) 230V Rack/Tower UPS E model | RUPS-WE1-007 | Warranty Extension +1YR UPS Group 7 | N/A | N/A | RUPS-WE3-007 | Warranty Extension +3YR UPS Group 7
GXT4-6000RT230E | Liebert GXT4 6000VA (4800W) 230V Rack/Tower UPS E model | RUPS-WE1-007 | Warranty Extension +1YR UPS Group 7 | N/A | N/A | RUPS-WE3-007 | Warranty Extension +3YR UPS Group 7
GXT4-700RT230E | Liebert GXT4 700VA (630W) 230V Rack/Tower UPS E model | RUPS-WE1-004 | Warranty Extension +1YR UPS Group 4 | N/A | N/A | RUPS-WE3-004 | Warranty Extension +3YR UPS Group 4
GXT5-1000IRT2UXL | Vertiv Liebert GXT5 1ph UPS, 1kVA, input plug IEC C14 inlet, 2U, output – 230V, output socket groups (8)C13, , rackmount kit, 3-year warranty | RUPS-WE1-004 | Warranty Extension +1YR UPS Group 4 | RUPS-WE2-004 | Warranty Extension +2YR UPS Group 4 | N/A | N/A
GXT5-1000IRT2UXLE | Vertiv Liebert GXT5 1ph UPS, 1kVA, input plug IEC C14 inlet, 2U, output – 230V, output socket groups (8)C13 | RUPS-WE1-004 | Warranty Extension +1YR UPS Group 4 | RUPS-WE2-004 | Warranty Extension +2YR UPS Group 4 | N/A | N/A
GXT5-1000IRT2UXLN | GXT5_UPS_1KVA_230V_2U_RT. w/RMK NIC | RUPS-WE1-004 | Warranty Extension +1YR UPS Group 4 | RUPS-WE2-004 | Warranty Extension +2YR UPS Group 4 | N/A | N/A
GXT5-10KIRT5UXLE | Vertiv Liebert GXT5 1ph UPS, 10kVA, input plug - hardwired, 5U, output – 230V, hardwired, output socket groups (4)C13 & (4)C19 | RUPS-WE1-008 | Warranty Extension +1YR UPS Group 8 | RUPS-WE2-008 | Warranty Extension +2YR UPS Group 8 | N/A | N/A
GXT5-10KIRT5UXLN | Vertiv Liebert GXT5 1ph UPS, 10kVA, input plug - hardwired, 5U, output – 230V, hardwired, output socket groups (4)C13 & (4)C19, rackmount kit, RDU101 Communications Card, 3-year warranty | RUPS-WE1-008 | Warranty Extension +1YR UPS Group 8 | RUPS-WE2-008 | Warranty Extension +2YR UPS Group 8 | N/A | N/A
GXT5-1500IRT2UXL | Vertiv Liebert GXT5 1ph UPS, 1.5kVA, input plug IEC C14 inlet, 2U, output – 230V, output socket groups (8)C13, rackmount kit, 3-year warranty | RUPS-WE1-005 | Warranty Extension +1YR UPS Group 5 | RUPS-WE2-005 | Warranty Extension +2YR UPS Group 5 | N/A | N/A
GXT5-1500IRT2UXLE | Vertiv Liebert GXT5 1ph UPS, 1.5kVA, input plug IEC C14 inlet, 2U, output – 230V, output socket groups (8)C13 | RUPS-WE1-005 | Warranty Extension +1YR UPS Group 5 | RUPS-WE2-005 | Warranty Extension +2YR UPS Group 5 | N/A | N/A
GXT5-1500IRT2UXLN | GXT5_UPS_1.5KVA_230V_2U_RT. w/ RMK NIC | RUPS-WE1-005 | Warranty Extension +1YR UPS Group 5 | RUPS-WE2-005 | Warranty Extension +2YR UPS Group 5 | N/A | N/A
GXT5-16KIRT9UXLE | Vertiv Liebert GXT5 1ph UPS, 16kVA, input plug - hardwired, 9U, output – 230V, hardwired | RUPS-WE1-009 | Warranty Extension +1YR UPS Group 9 | RUPS-WE2-009 | Warranty Extension +2YR UPS Group 9 | N/A | N/A
GXT5-16KIRT9UXLN | Vertiv Liebert GXT5 1ph UPS, 16kVA, input plug - hardwired, 9U, output – 230V, hardwired, rackmount kit, RDU101 Communications Card, 3-year warranty | RUPS-WE1-009 | Warranty Extension +1YR UPS Group 9 | RUPS-WE2-009 | Warranty Extension +2YR UPS Group 9 | N/A | N/A
GXT5-2000IRT2UXL | Vertiv Liebert GXT5 1ph UPS, 2kVA, input plug IEC C20 inlet, 2U, output – 230V, output socket groups (8)C13, rackmount kit, 3-year warranty | RUPS-WE1-005 | Warranty Extension +1YR UPS Group 5 | RUPS-WE2-005 | Warranty Extension +2YR UPS Group 5 | N/A | N/A
GXT5-2000IRT2UXLE | Vertiv Liebert GXT5 1ph UPS, 2kVA, input plug IEC C20 inlet, 2U, output – 230V, output socket groups (8)C13 | RUPS-WE1-005 | Warranty Extension +1YR UPS Group 5 | RUPS-WE2-005 | Warranty Extension +2YR UPS Group 5 | N/A | N/A
GXT5-2000IRT2UXLN | GXT5_UPS_2KVA_230V_2U_RT. w/RMK NIC | RUPS-WE1-005 | Warranty Extension +1YR UPS Group 5 | RUPS-WE2-005 | Warranty Extension +2YR UPS Group 5 | N/A | N/A
GXT5-20KIRT9UXLE | Vertiv Liebert GXT5 1ph UPS, 20kVA, input plug - hardwired, 9U, output – 230V, hardwired | RUPS-WE1-009 | Warranty Extension +1YR UPS Group 9 | RUPS-WE2-009 | Warranty Extension +2YR UPS Group 9 | N/A | N/A
GXT5-20KIRT9UXLN | Vertiv Liebert GXT5 1ph UPS, 20kVA, input plug - hardwired, 9U, output – 230V, hardwired, rackmount kit, RDU101 Communications Card, 3-year warranty | RUPS-WE1-009 | Warranty Extension +1YR UPS Group 9 | RUPS-WE2-009 | Warranty Extension +2YR UPS Group 9 | N/A | N/A
GXT5-3000IRT2UXL | Vertiv Liebert GXT5 1ph UPS, 3kVA, input plug IEC C20 inlet, 2U, output – 230V, output socket groups (6)C13 & (1)C19, rackmount kit, 3-year warranty | RUPS-WE1-006 | Warranty Extension +1YR UPS Group 6 | RUPS-WE2-006 | Warranty Extension +2YR UPS Group 6 | N/A | N/A
GXT5-3000IRT2UXLE | Vertiv Liebert GXT5 1ph UPS, 3kVA, input plug IEC C20 inlet, 2U, output – 230V, output socket groups (8)C13 & (1)C19 | RUPS-WE1-006 | Warranty Extension +1YR UPS Group 6 | RUPS-WE2-006 | Warranty Extension +2YR UPS Group 6 | N/A | N/A
GXT5-3000IRT2UXLN | GXT5_UPS_3KVA_230V_2U_RT. w/RMK NIC | RUPS-WE1-006 | Warranty Extension +1YR UPS Group 6 | RUPS-WE2-006 | Warranty Extension +2YR UPS Group 6 | N/A | N/A
GXT5-5000IRT5UXLE | Vertiv Liebert GXT5 1ph UPS, 5kVA, input plug - hardwired, 5U, output – 230V, hardwired, output socket groups (6)C13 & (2)C19 | RUPS-WE1-007 | Warranty Extension +1YR UPS Group 7 | RUPS-WE2-007 | Warranty Extension +2YR UPS Group 7 | N/A | N/A
GXT5-5000IRT5UXLN | Vertiv Liebert GXT5 1ph UPS, 5kVA, input plug - hardwired, 5U, output – 230V, hardwired, output socket groups (6)C13 & (2)C19, rackmount kit, RDU101 Communications Card, 3-year warranty | RUPS-WE1-007 | Warranty Extension +1YR UPS Group 7 | RUPS-WE2-007 | Warranty Extension +2YR UPS Group 7 | N/A | N/A
GXT5-6000IRT5UXLE | Vertiv Liebert GXT5 1ph UPS, 6kVA, input plug - hardwired, 5U, output – 230V, hardwired, output socket groups (6)C13 & (2)C19 | RUPS-WE1-007 | Warranty Extension +1YR UPS Group 7 | RUPS-WE2-007 | Warranty Extension +2YR UPS Group 7 | N/A | N/A
GXT5-6000IRT5UXLN | Vertiv Liebert GXT5 1ph UPS, 6kVA, input plug - hardwired, 5U, output – 230V, hardwired, output socket groups (6)C13 & (2)C19, rackmount kit, RDU101 Communications Card, 3-year warranty | RUPS-WE1-007 | Warranty Extension +1YR UPS Group 7 | RUPS-WE2-007 | Warranty Extension +2YR UPS Group 7 | N/A | N/A
GXT5-750IRT2UXL | Vertiv Liebert GXT5 1ph UPS, 750VA, input plug IEC C14 inlet, 2U, output – 230V, output socket groups (8)C13, rackmount kit, 3-year warranty | RUPS-WE1-004 | Warranty Extension +1YR UPS Group 4 | RUPS-WE2-004 | Warranty Extension +2YR UPS Group 4 | N/A | N/A
GXT5-750IRT2UXLE | Vertiv Liebert GXT5 1ph UPS, 0.75VA, input plug IEC C14 inlet, 2U, output – 230V, output socket groups (8)C13 | RUPS-WE1-004 | Warranty Extension +1YR UPS Group 4 | RUPS-WE2-004 | Warranty Extension +2YR UPS Group 4 | N/A | N/A
GXT5-750IRT2UXLN | GXT5_UPS_0.75KVA_230V_2U_RT. w/ RMK NIC | RUPS-WE1-004 | Warranty Extension +1YR UPS Group 4 | RUPS-WE2-004 | Warranty Extension +2YR UPS Group 4 | N/A | N/A
GXT5-8000IRT5UXLE | Vertiv Liebert GXT5 1ph UPS, 8kVA, input plug - hardwired, 5U, output – 230V, hardwired, output socket groups (4)C13 & (4)C19 | RUPS-WE1-008 | Warranty Extension +1YR UPS Group 8 | RUPS-WE2-008 | Warranty Extension +2YR UPS Group 8 | N/A | N/A
GXT5-8000IRT5UXLN | Vertiv Liebert GXT5 1ph UPS, 8kVA, input plug - hardwired, 5U, output – 230V, hardwired, output socket groups (4)C13 & (4)C19, rackmount kit, RDU101 Communications Card, 3-year warranty | RUPS-WE1-008 | Warranty Extension +1YR UPS Group 8 | RUPS-WE2-008 | Warranty Extension +2YR UPS Group 8 | N/A | N/A
GXT5-EBC192VRT3U | Vertiv Liebert GXT5 external battery cabinet for 5kVA - 10kVA product variants | RUPS-WE1-007 | Warranty Extension +1YR UPS Group 7 | RUPS-WE2-007 | Warranty Extension +2YR UPS Group 7 | N/A | N/A
GXT5-EBC36VRT2U | Vertiv Liebert GXT5 external battery cabinet for 0.75kVA - 1kVA product variants, 3-year warranty | RUPS-WE1-004 | Warranty Extension +1YR UPS Group 4 | RUPS-WE2-004 | Warranty Extension +2YR UPS Group 4 | N/A | N/A
GXT5-EBC36VRT2UE | Vertiv Liebert GXT5 external battery cabinet for 0.75kVA - 1kVA product variants | RUPS-WE1-004 | Warranty Extension +1YR UPS Group 4 | RUPS-WE2-004 | Warranty Extension +2YR UPS Group 4 | N/A | N/A
GXT5-EBC384VRT6U | Vertiv Liebert GXT5 external battery cabinet for 16kVA - 20kVA product variants | RUPS-WE1-008 | Warranty Extension +1YR UPS Group 8 | RUPS-WE2-008 | Warranty Extension +2YR UPS Group 8 | N/A | N/A
GXT5-EBC48VRT2U | Vertiv Liebert GXT5 / Vertiv Edge external battery cabinet for 1.5kVA - 2kVA (GXT5) and 1.5kVA (Edge), 3-year warranty | RUPS-WE1-005 | Warranty Extension +1YR UPS Group 5 | RUPS-WE2-005 | Warranty Extension +2YR UPS Group 5 | RUPS-WE3-005 | Warranty Extension +3YR UPS Group 5
GXT5-EBC48VRT2UE | Vertiv Liebert GXT5 external battery cabinet for 1.5kVA - 2kVA product variants | RUPS-WE1-005 | Warranty Extension +1YR UPS Group 5 | RUPS-WE2-005 | Warranty Extension +2YR UPS Group 5 | RUPS-WE3-005 | Warranty Extension +3YR UPS Group 5
GXT5-EBC72VRT2U | Vertiv Liebert GXT5 / Vertiv Edge external battery cabinet for 3kVA (GXT5) and 2.2kVA - 3kVA (Edge), 3-year warranty | RUPS-WE1-006 | Warranty Extension +1YR UPS Group 6 | RUPS-WE2-006 | Warranty Extension +2YR UPS Group 6 | RUPS-WE3-006 | Warranty Extension +3YR UPS Group 6
GXT5-EBC72VRT2UE | Vertiv Liebert GXT5 external battery cabinet for 3kVA product variants | RUPS-WE1-006 | Warranty Extension +1YR UPS Group 6 | RUPS-WE2-006 | Warranty Extension +2YR UPS Group 6 | RUPS-WE3-006 | Warranty Extension +3YR UPS Group 6
GXT5LI-1000IRT2UXL | Vertiv Liebert GXT5 1ph UPS, 1kVA, Li-Ion, input plug IEC C14 inlet, 2U, output – 230V, output socket groups (8)C13 | RUPS-WE1-006 | Warranty Extension +1YR UPS Group 6 | N/A | N/A | RUPS-WE3-006 | Warranty Extension +3YR UPS Group 6
GXT5LI-1000IRT2UXLN | GXT5 LI 1000VA 230V RT XL UPS NIC | RUPS-WE1-006 | Warranty Extension +1YR UPS Group 6 | N/A | N/A | RUPS-WE3-006 | Warranty Extension +3YR UPS Group 6
GXT5LI-10KGVRT3UXLN | GXT5 LI 10KVA GV (230V) RT XL UPS. 5-year warranty, rackmount kit. Pre-installed network card | RUPS-WE1-008 | Warranty Extension +1YR UPS Group 8 | RUPS-WE2-008 | Warranty Extension +2YR UPS Group 8 | RUPS-WE3-008 | Warranty Extension +3YR UPS Group 8
GXT5LI-1500IRT2UXL | Vertiv Liebert GXT5 1ph UPS, 1.5kVA, Li-Ion, input plug IEC C14 inlet, 2U, output – 230V, output socket groups (8)C13 | RUPS-WE1-006 | Warranty Extension +1YR UPS Group 6 | N/A | N/A | RUPS-WE3-006 | Warranty Extension +3YR UPS Group 6
GXT5LI-1500IRT2UXLN | GXT5 LI 1500VA 230V RT XL UPS NIC | RUPS-WE1-006 | Warranty Extension +1YR UPS Group 6 | N/A | N/A | RUPS-WE3-006 | Warranty Extension +3YR UPS Group 6
GXT5LI-2000IRT2UXL | Vertiv Liebert GXT5 1ph UPS, 2kVA, Li-Ion, input plug IEC C20 inlet, 2U, output – 230V, output socket groups (8)C13 | RUPS-WE1-005 | Warranty Extension +1YR UPS Group 5 | RUPS-WE2-005 | Warranty Extension +2YR UPS Group 5 | RUPS-WE3-005 | Warranty Extension +3YR UPS Group 5
GXT5LI-2000IRT2UXLN | GXT5 LI 2000VA 230V RT XL UPS NIC | RUPS-WE1-005 | Warranty Extension +1YR UPS Group 5 | RUPS-WE2-005 | Warranty Extension +2YR UPS Group 5 | RUPS-WE3-005 | Warranty Extension +3YR UPS Group 5
GXT5LI-3000IRT2UXL | Vertiv Liebert GXT5 1ph UPS, 3kVA, Li-Ion, input plug IEC C20 inlet, 2U, output – 230V, output socket groups (8)C13 & (1)C19 | RUPS-WE1-006 | Warranty Extension +1YR UPS Group 6 | RUPS-WE2-006 | Warranty Extension +2YR UPS Group 6 | RUPS-WE3-006 | Warranty Extension +3YR UPS Group 6
GXT5LI-3000IRT2UXLN | GXT5 LI 3000VA 230V RT XL UPS NIC | RUPS-WE1-006 | Warranty Extension +1YR UPS Group 6 | RUPS-WE2-006 | Warranty Extension +2YR UPS Group 6 | RUPS-WE3-006 | Warranty Extension +3YR UPS Group 6
GXT5LI-5000GVRT3UXLN | GXT5 LI 5000VA GV (230V) RT XL UPS. 5-year warranty, rackmount kit. Pre-installed network card | RUPS-WE1-007 | Warranty Extension +1YR UPS Group 7 | RUPS-WE2-007 | Warranty Extension +2YR UPS Group 7 | RUPS-WE3-007 | Warranty Extension +3YR UPS Group 7
GXT5LI-6000GVRT3UXLN | GXT5 LI 6000VA GV (230V) RT XL UPS. 5-year warranty, rackmount kit. Pre-installed network card | RUPS-WE1-007 | Warranty Extension +1YR UPS Group 7 | RUPS-WE2-007 | Warranty Extension +2YR UPS Group 7 | RUPS-WE3-007 | Warranty Extension +3YR UPS Group 7
GXT5LI-8000GVRT3UXLN | GXT5 LI 8000VA GV (230V) RT XL UPS. 5-year warranty, rackmount kit. Pre-installed network card | RUPS-WE1-008 | Warranty Extension +1YR UPS Group 8 | RUPS-WE2-008 | Warranty Extension +2YR UPS Group 8 | RUPS-WE3-008 | Warranty Extension +3YR UPS Group 8
GXTRT-1000IRT2UXL | Vertiv GXT RT+ 1ph UPS, 1kVA, input plug IEC60320 C14, 2U, output – 230V, output socket groups (6)C13 | RUPS-WE1-004 | Warranty Extension +1YR UPS Group 4 | N/A | N/A | RUPS-WE3-004 | Warranty Extension +3YR UPS Group 4
GXTRT-1500IRT2UXL | Vertiv GXT RT+ 1ph UPS, 1.5kVA, input plug IEC60320 C14, 2U, output – 230V, output socket groups (6)C13 | RUPS-WE1-004 | Warranty Extension +1YR UPS Group 4 | N/A | N/A | RUPS-WE3-004 | Warranty Extension +3YR UPS Group 4
GXTRT-2000IRT2UXL | Vertiv GXT RT+ 1ph UPS, 2kVA, input plug IEC60320 C14, 2U, output – 230V, output socket groups (6)C13 | RUPS-WE1-005 | Warranty Extension +1YR UPS Group 5 | N/A | N/A | RUPS-WE3-005 | Warranty Extension +3YR UPS Group 5
GXTRT-3000IRT2UXL | Vertiv GXT RT+ 1ph UPS, 3kVA, input plug IEC60320 C20, 2U, output – 230V, output socket groups (6)C13 (1)C19 | RUPS-WE1-005 | Warranty Extension +1YR UPS Group 5 | N/A | N/A | RUPS-WE3-005 | Warranty Extension +3YR UPS Group 5
GXTRT-EBC24VRT2U | Vertiv GXT RT+ external battery cabinet for GXTRT-1000IRT2UXL | RUPS-WE1-004 | Warranty Extension +1YR UPS Group 4 | RUPS-WE2-004 | Warranty Extension +2YR UPS Group 4 | N/A | N/A
GXTRT-EBC36VRT2U | Vertiv GXT RT+ external battery cabinet for GXTRT-1500IRT2UXL | RUPS-WE1-004 | Warranty Extension +1YR UPS Group 4 | RUPS-WE2-004 | Warranty Extension +2YR UPS Group 4 | N/A | N/A
GXTRT-EBC48VRT2U | Vertiv GXT RT+ external battery cabinet for GXTRT-2000IRT2UXL | RUPS-WE1-005 | Warranty Extension +1YR UPS Group 5 | RUPS-WE2-005 | Warranty Extension +2YR UPS Group 5 | N/A | N/A
GXTRT-EBC72VRT2U | Vertiv GXT RT+ external battery cabinet for GXTRT-3000IRT2UXL | RUPS-WE1-005 | Warranty Extension +1YR UPS Group 5 | RUPS-WE2-005 | Warranty Extension +2YR UPS Group 5 | N/A | N/A
LI32101CT00 | LIEBERT itON 400VA | RUPS-WE1-001 | Warranty Extension +1YR UPS Group 1 | N/A | N/A | RUPS-WE3-001 | Warranty Extension +3YR UPS Group 1
LI32101CT01 | Liebert itON 400VA IEC | RUPS-WE1-001 | Warranty Extension +1YR UPS Group 1 | N/A | N/A | RUPS-WE3-001 | Warranty Extension +3YR UPS Group 1
LI32111CT00 | LIEBERT itON 600VA | RUPS-WE1-001 | Warranty Extension +1YR UPS Group 1 | N/A | N/A | RUPS-WE3-001 | Warranty Extension +3YR UPS Group 1
LI32111CT01 | Liebert itON 600VA IEC | RUPS-WE1-001 | Warranty Extension +1YR UPS Group 1 | N/A | N/A | RUPS-WE3-001 | Warranty Extension +3YR UPS Group 1
LI32121CT00 | LIEBERT itON 800VA | RUPS-WE1-002 | Warranty Extension +1YR UPS Group 2 | N/A | N/A | RUPS-WE3-002 | Warranty Extension +3YR UPS Group 2
LI32121CT01 | Liebert itON 800VA IEC | RUPS-WE1-002 | Warranty Extension +1YR UPS Group 2 | N/A | N/A | RUPS-WE3-002 | Warranty Extension +3YR UPS Group 2
LI32131CT20 | LIEBERT itON 1000VA | RUPS-WE1-002 | Warranty Extension +1YR UPS Group 2 | N/A | N/A | RUPS-WE3-002 | Warranty Extension +3YR UPS Group 2
LI32131CT21 | Liebert itON 1000VA IEC | RUPS-WE1-002 | Warranty Extension +1YR UPS Group 2 | N/A | N/A | RUPS-WE3-002 | Warranty Extension +3YR UPS Group 2
LI32141CT20 | LIEBERT itON 1500VA | RUPS-WE1-002 | Warranty Extension +1YR UPS Group 2 | N/A | N/A | RUPS-WE3-002 | Warranty Extension +3YR UPS Group 2
LI32141CT21 | Liebert itON 1500VA IEC | RUPS-WE1-002 | Warranty Extension +1YR UPS Group 2 | N/A | N/A | RUPS-WE3-002 | Warranty Extension +3YR UPS Group 2
LI32151CT20 | LIEBERT itON 2000VA | RUPS-WE1-003 | Warranty Extension +1YR UPS Group 3 | N/A | N/A | RUPS-WE3-003 | Warranty Extension +3YR UPS Group 3
LI32151CT21 | Liebert itON 2000VA IEC | RUPS-WE1-003 | Warranty Extension +1YR UPS Group 3 | N/A | N/A | RUPS-WE3-003 | Warranty Extension +3YR UPS Group 3
LI34101CT32 | LIEBERT GXT-MT+ 1kVA G2 | RUPS-WE1-004 | Warranty Extension +1YR UPS Group 4 | N/A | N/A | RUPS-WE3-004 | Warranty Extension +3YR UPS Group 4
LI34111CT32 | LIEBERT GXT-MT+ 2kVA G2 | RUPS-WE1-005 | Warranty Extension +1YR UPS Group 5 | N/A | N/A | RUPS-WE3-005 | Warranty Extension +3YR UPS Group 5
LI34121CT32 | LIEBERT GXT-MT+ 3kVA G2 | RUPS-WE1-006 | Warranty Extension +1YR UPS Group 6 | N/A | N/A | RUPS-WE3-006 | Warranty Extension +3YR UPS Group 6
LI34141CT32 | LIEBERT GXT-MT+ 6kVA G2 | RUPS-WE1-007 | Warranty Extension +1YR UPS Group 7 | N/A | N/A | RUPS-WE3-007 | Warranty Extension +3YR UPS Group 7
LI34151CT32 | LIEBERT GXT-MT+ 10kVA G2 | RUPS-WE1-008 | Warranty Extension +1YR UPS Group 8 | N/A | N/A | RUPS-WE3-008 | Warranty Extension +3YR UPS Group 8
PSA1000MT3-230U | Liebert PSA 1000VA (600W) 230V UPS | RUPS-WE1-002 | Warranty Extension +1YR UPS Group 2 | N/A | N/A | RUPS-WE3-002 | Warranty Extension +3YR UPS Group 2
PSA1500MT3-230U | Liebert PSA 1500VA (900W) 230V UPS | RUPS-WE1-003 | Warranty Extension +1YR UPS Group 3 | N/A | N/A | RUPS-WE3-003 | Warranty Extension +3YR UPS Group 3
PSA500MT3-230U | Liebert PSA 500VA (300W) 230V UPS | RUPS-WE1-001 | Warranty Extension +1YR UPS Group 1 | N/A | N/A | RUPS-WE3-001 | Warranty Extension +3YR UPS Group 1
PSA650MT3-230U | Liebert PSA 650VA (390W) 230V UPS | RUPS-WE1-002 | Warranty Extension +1YR UPS Group 2 | N/A | N/A | RUPS-WE3-002 | Warranty Extension +3YR UPS Group 2
PSP500MT3-230U | Liebert PSP 500VA (300W) 230V UPS | RUPS-WE1-001 | Warranty Extension +1YR UPS Group 1 | N/A | N/A | RUPS-WE3-001 | Warranty Extension +3YR UPS Group 1
PSP650MT3-230U | Liebert PSP 650VA (390W) 230V UPS | RUPS-WE1-001 | Warranty Extension +1YR UPS Group 1 | N/A | N/A | RUPS-WE3-001 | Warranty Extension +3YR UPS Group 1
VEBCLI-192VRT1U | Vertiv Liebert GXT5 Lithium-Ion external battery cabinet for 5kVA - 10kVA Li-Ion product variants | RUPS-WE1-008 | Warranty Extension +1YR UPS Group 8 | RUPS-WE2-008 | Warranty Extension +2YR UPS Group 8 | RUPS-WE3-008 | Warranty Extension +3YR UPS Group 8
PSA6E-2200IT-IEC | Vertiv PowerUPS 200 Essential, 2200VA/1225W, 230V, Line Interactive, 6 IEC C13 | RUPS-WE1-004 | Warranty Extension +1YR UPS Group 4 | RUPS-WE2-004 | Warranty Extension +2YR UPS Group 4 | RUPS-WE3-004 | Warranty Extension +3YR UPS Group 4
PSA6E-2200IT-SCH | Vertiv PowerUPS 200 Essential, 2200VA/1225W, 230V, Line Interactive, 5 Schuko | RUPS-WE1-004 | Warranty Extension +1YR UPS Group 4 | RUPS-WE2-004 | Warranty Extension +2YR UPS Group 4 | RUPS-WE3-004 | Warranty Extension +3YR UPS Group 4
PSA6E-1600IT-SCH | Vertiv PowerUPS 200 Essential, 1600VA/925W, 230V, Line Interactive, 5 Schuko | RUPS-WE1-003 | Warranty Extension +1YR UPS Group 3 | N/A | N/A | RUPS-WE3-003 | Warranty Extension +3YR UPS Group 3
PSA6E-1000IT-IEC | Vertiv PowerUPS 200 Essential, 1000VA/525W, 230V, Line Interactive, 6 IEC C13 | RUPS-WE1-002 | Warranty Extension +1YR UPS Group 2 | N/A | N/A | RUPS-WE3-002 | Warranty Extension +3YR UPS Group 2
PSA6E-1000IT-SCH | Vertiv PowerUPS 200 Essential, 1000VA/525W, 230V, Line Interactive, 4 Schuko | RUPS-WE1-002 | Warranty Extension +1YR UPS Group 2 | N/A | N/A | RUPS-WE3-002 | Warranty Extension +3YR UPS Group 2
PSA6E-1600IT-IEC | Vertiv PowerUPS 200 Essential, 1600VA/925W, 230V, Line Interactive, 6 IEC C13 | RUPS-WE1-003 | Warranty Extension +1YR UPS Group 3 | N/A | N/A | RUPS-WE3-003 | Warranty Extension +3YR UPS Group 3
PSA6E-600IT-IEC | Vertiv PowerUPS 200 Essential, 600VA/315W, 230V, Line Interactive, 4 IEC C13 | RUPS-WE1-001 | Warranty Extension +1YR UPS Group 1 | N/A | N/A | RUPS-WE3-001 | Warranty Extension +3YR UPS Group 1
PSA6E-600IT-SCH | Vertiv PowerUPS 200 Essential, 600VA/315W, 230V, Line Interactive, 4 Schuko | RUPS-WE1-001 | Warranty Extension +1YR UPS Group 1 | N/A | N/A | RUPS-WE3-001 | Warranty Extension +3YR UPS Group 1
PSA6-1000IT-SCH | Vertiv PowerUPS 200, 1000VA/625W, 230V, Line Interactive, 4 Schuko | RUPS-WE1-002 | Warranty Extension +1YR UPS Group 2 | N/A | N/A | RUPS-WE3-002 | Warranty Extension +3YR UPS Group 2
PSA6-1000IT-IEC | Vertiv PowerUPS 200, 1000VA/625W, 230V, Line Interactive, 6 IEC C13 | RUPS-WE1-002 | Warranty Extension +1YR UPS Group 2 | N/A | N/A | RUPS-WE3-002 | Warranty Extension +3YR UPS Group 2
PSA6-1600IT-SCH | Vertiv PowerUPS 200, 1600VA/1000W, 230V, Line Interactive, 6 Schuko | RUPS-WE1-004 | Warranty Extension +1YR UPS Group 4 | RUPS-WE2-004 | Warranty Extension +2YR UPS Group 4 | RUPS-WE3-004 | Warranty Extension +3YR UPS Group 4
PSA6-1600IT-IEC | Vertiv PowerUPS 200, 1600VA/1000W, 230V, Line Interactive, 8 IEC C13 | RUPS-WE1-004 | Warranty Extension +1YR UPS Group 4 | RUPS-WE2-004 | Warranty Extension +2YR UPS Group 4 | RUPS-WE3-004 | Warranty Extension +3YR UPS Group 4